## Tech Specs - (ZS)
Technical Specifications - Zone Substation
Name | Voltage Level | Area Plan | Summer | [5 empty] | Winter
|  |  | Total Capacity (MVA) | Firm Capacity (MVA) | Load Transfer Capacity (MVA) | 95% Peak Load Exceeded (hrs/yr) | Embedded Generation - Solar PV (MW) | Embedded Generation - Other (MW) | Total Capacity (MVA) | Firm Capacity (MVA) | Load Transfer Capacity (MVA) | 95% Peak Load Exceeded (hrs/yr) | Embedded Generation - Solar PV (MW) | Embedded Generation - Other (MW)
ABERDEEN | 66/11kV | Upper Hunter | 46.4 | 25.5 | 5.6 | 1.5 | 2.0786 | 0 | 46.4 | 25.5 | 3.7 |  | 2.2811 | 0
ADAMSTOWN | 132/11kV | Newcastle | 125.2 | 63 | 17.3 | 6.3 | 8.2847 | 0.18662 | 130 | 65 | 14.8 | 11.3 | 9.046 | 0.18662
ARGENTON | 132/11kV | Newcastle Western Corridor | 121.4 | 60.8 | 21.2 | 0.5 | 12.8019 | 0.09312 | 121.4 | 64.2 | 15.6 |  | 14.0589 | 0.09312
AUBURN | 33/11kV | Auburn/Homebush | 75.9 | 41 | 20 | 2 | 2.8592 | 0 | 75.9 | 30.8 | 14.1 |  | 3.2443 | 0
AVOCA | 66/11kV | Lower Central Coast | 97.9 | 59.8 | 18.1 |  | 14.4723 | 1.0361 | 101.8 | 63.7 | 19.2 | 7 | 15.5684 | 1.0361
AVONDALE | 33/11kV | West Lake Macquarie | 47.2 | 23.6 | 8.7 | 1.3 | 6.7952 | 0 | 47.2 | 23.6 | 6.6 |  | 7.481 | 0
BAERAMI | 33/11kV | Upper Hunter | 2.4 | 0 | 0 | 4 | 0.19235 | 0 | 2.7 | 0 | 0 |  | 0.19235 | 0
BALGOWLAH NORTH | 132/11kV | Manly Warringah | 76.5 | 43.9 | 15.7 |  | 9.5322 | 0.01 | 76.5 | 43.9 | 18.6 | 3.5 | 10.5099 | 0.01
BANKSTOWN | 132/11kV | Canterbury Bankstown | 127.7 | 63.5 | 29.6 | 1 | 12.2929 | 0 | 128.2 | 65 | 24.6 |  | 13.1349 | 0
BASS HILL | 33/11kV | Canterbury Bankstown | 40.1 | 20.7 | 0.7 | 1.5 | 3.4838 | 0 | 40.1 | 20.7 | 0.5 |  | 4.0068 | 0
BEACON HILL | 33/11kV | Manly Warringah | 54.1 | 26.7 | 19.5 | 2 | 4.6777 | 0 | 54.1 | 26.7 | 15.9 |  | 5.2145 | 0
BELMORE PARK | 132/11kV | Sydney CBD | 231.5 | 125.6 | 0 |  | 0.008 | 0.2 | 231.5 | 125.6 | 0 | 15.3 | 0.15679 | 0.2
BELROSE | 33/11kV | Manly Warringah | 70.5 | 40.3 | 12.2 |  | 9.0549 | 0 | 70.5 | 44.3 | 11.7 | 2.5 | 9.8801 | 0
BERKELEY VALE | 132/11kV | Lower Central Coast | 117.6 | 59.9 | 21.7 | 1 | 11.7564 | 0 | 117.6 | 63.3 | 17.1 |  | 12.8903 | 0
BEROWRA | 132/11kV | North West | 82.9 | 42.3 | 8.6 |  | 8.5637 | 0 | 85.5 | 44.6 | 8.8 | 7 | 9.2586 | 0
BLACKWATTLE BAY | 33/5kV | Camperdown and Blackwattle Bay | 61.3 | 41.7 |  | 4.3 | 0.077765 | 0 | 65.1 | 43.9 |  |  | 0.077765 | 0
BLAKEHURST | 33/11kV | St George | 47.4 | 31.6 | 11.3 |  | 5.5324 | 0 | 47.4 | 31.6 | 12.4 | 16 | 6.0877 | 0
BOTANY | 33/11kV | Eastern Suburbs | 89 | 55.2 | 15.8 | 2.3 | 4.0172 | 0 | 89 | 55.2 | 14.2 |  | 4.5237 | 0
BRANDY HILL | 132/11kV | Maitland | 76.2 | 38.1 | 2.6 | 0.3 | 4.9945 | 0 | 76.2 | 38.1 | 1.6 |  | 5.3177 | 0
BRANXTON | 66/11kV | Singleton | 28.9 | 15.1 | 6.4 | 1.3 | 7.9666 | 0.0066 | 31.8 | 16.3 | 4.7 |  | 8.6275 | 0.0066
BROADMEADOW | 132/11kV | Newcastle Inner City | 109.4 | 59.5 | 22.6 | 0.8 | 6.5322 | 0.0024 | 109.4 | 59.5 | 17.9 |  | 6.9262 | 0.0024
BROOKVALE | 33/11kV | Manly Warringah | 87.6 | 54.3 | 27.1 | 1 | 5.2331 | 0 | 87.6 | 54.3 | 23.8 |  | 5.7278 | 0
BURWOOD | 132/11kV | Auburn/Homebush | 152.4 | 83.6 | 36.2 | 1.5 | 8.8105 | 0 | 152.4 | 90.3 | 26.8 |  | 10.1206 | 0
CAMPBELL ST | 132/11kV | Eastern Suburbs | 127 | 62.8 | 29 | 5.5 | 0.65923 | 0 | 127 | 65 | 25.6 |  | 0.74727 | 0
CAMPERDOWN | 33/11kV | Camperdown and Blackwattle Bay | 87.5 | 58.3 | 16.8 | 4.8 | 1.6159 | 0 | 87.5 | 58.3 | 14.9 |  | 1.7233 | 0
CAMPERDOWN | 33/5kV | Camperdown and Blackwattle Bay | 27.7 | 13.9 | 0 | 1 | 1.6159 | 0 | 27.7 | 13.9 | 0 | 1 | 1.7233 | 0
CAMPSIE | 33/11kV | Canterbury Bankstown | 140.6 | 87 | 25.9 | 1.8 | 12.418 | 0 | 140.6 | 87 | 23.9 | 1.5 | 13.7938 | 0
CARDIFF | 33/11kV | Newcastle Western Corridor | 45.7 | 22.9 | 9.8 | 5.5 | 7.7644 | 0 | 45.7 | 22.9 | 7.5 | 0.8 | 8.4931 | 0
CAREEL BAY | 33/11kV | Pittwater and Terrey Hills | 23.4 | 19.7 | 5.3 |  | 3.3507 | 0 | 15.3 | 21.7 | 5.8 | 3.5 | 3.7875 | 0
CARINGBAH | 33/11kV | Sutherland | 76.2 | 38.1 | 21 | 1.3 | 2.7986 | 0 | 76.2 | 38.1 | 19.3 |  | 3.3574 | 0
CASTLE COVE | 132/11kV | Lower North Shore | 152.4 | 90.7 | 33 | 2.3 | 9.413 | 0 | 152.4 | 96.3 | 27.1 |  | 10.7102 | 0
CESSNOCK SOUTH | 33/11kV | Greater Cessnock | 57 | 28.5 | 7.8 | 3.8 | 10.851 | 10 | 61.7 | 30.9 | 4.9 |  | 11.7514 | 10
CHARLESTOWN | 132/11kV | North East Lake Macquarie | 113 | 60.2 | 33.9 | 3.8 | 9.7924 | 0.00666 | 113 | 60.2 | 26.1 |  | 10.6336 | 0.00666
CHARMHAVEN | 132/11kV | Upper Central Coast | 125.9 | 63.3 | 16.5 | 1 | 22.3318 | 0 | 130 | 65 | 11.6 |  | 24.4073 | 0
CHATSWOOD | 33/11kV | Lower North Shore | 121.9 | 67.1 | 30.1 |  | 6.9749 | 0.1 | 122.1 | 70.5 | 30.7 | 5.3 | 7.5996 | 0.1
CITY CENTRAL | 132/11kV | Sydney CBD | 254.35 | 128 | 0 | 11.5 | 0.13283 | 5 | 254.35 | 130 | 0 |  | 0.13283 | 5
CITY EAST | 33/11kV | Sydney CBD | 106 | 70.7 | 0 | 10 | 0.10175 | 0.4 | 113.3 | 75.6 | 0 |  | 0.10175 | 0.4
CITY NORTH | 132/11kV | Sydney CBD | 208.2 | 167.9 | 0 | 7.3 | 0.65131 | 1.801 | 208.2 | 167.9 | 0 |  | 0.69531 | 1.801
CITY SOUTH | 132/11kV | Sydney CBD | 200 | 130.3 | 0 | 11.5 | 0.18946 | 0.772 | 200 | 130.3 | 0 |  | 0.22546 | 0.772
CLOVELLY | 132/11kV | Eastern Suburbs | 152.4 | 87.6 | 30.7 |  | 4.6047 | 0 | 152.4 | 93 | 38.9 | 5.5 | 5.0743 | 0
CONCORD | 33/11kV | Auburn/Homebush | 81.4 | 54.4 | 13.6 | 1.5 | 5.7038 | 0 | 81.4 | 54.4 | 9.2 |  | 6.2924 | 0
CRONULLA | 132/11kV | Sutherland | 106.9 | 53.5 | 21.8 |  | 14.0673 | 0.80924 | 118.2 | 64.2 | 23.8 | 6 | 15.4375 | 0.80924
CROUDACE BAY | 33/11kV | North East Lake Macquarie | 74.9 | 38.1 | 14.4 | 3 | 8.9996 | 0 | 76.2 | 38.1 | 10 |  | 9.6302 | 0
CROWS NEST | 132/11kV | Lower North Shore | 123.8 | 61.6 | 31.5 | 3.3 | 3.1275 | 0 | 123.8 | 65 | 26.9 |  | 3.3388 | 0
CROYDON | 132/11kV | Auburn/Homebush | 126.5 | 62.6 | 25.9 | 1.5 | 6.9208 | 0 | 130 | 65 | 26.4 | 10.8 | 8.2329 | 0
DALLEY ST | 132/11kV | Sydney CBD | 243.2 | 123.6 | 0 | 5 | 0.01 | 0.675 | 258 | 130 | 0 |  | 0.0928 | 0.675
DARLING HARBOUR | 132/11kV | Camperdown and Blackwattle Bay | 141.2 | 70.3 | 22.8 | 4.5 | 1.5522 | 0 | 141.2 | 70.3 | 18.2 |  | 1.8702 | 0
DARLINGHURST | 33/11kV | Eastern Suburbs | 118 | 80.6 | 14.9 | 7.3 | 0.74665 | 0.49275 | 123.7 | 84.8 | 12.5 |  | 0.91231 | 0.49275
DEE WHY WEST | 33/11kV | Manly Warringah | 97.1 | 53.5 | 20.4 |  | 9.481 | 0.4 | 101.5 | 58.8 | 26.1 | 1.8 | 10.7033 | 0.4
DENMAN | 66/11kV | Upper Hunter | 30.7 | 15.3 | 1.8 | 3 | 2.2039 | 0.06 | 33 | 16.5 | 1 |  | 2.2579 | 0.06
DOUBLE BAY | 132/11kV | Eastern Suburbs | 156.5 | 81.3 | 27.6 | 0.3 | 3.6175 | 0 | 157.2 | 87.8 | 27.7 | 9.8 | 4.2132 | 0
DRUMMOYNE | 132/11kV | Auburn/Homebush | 102.1 | 56.2 | 17.7 |  | 7.8733 | 0.0045 | 112.3 | 61.8 | 18.5 | 3.8 | 8.5764 | 0.0045
DULWICH HILL | 33/11kV | Canterbury Bankstown | 87.6 | 61.9 | 14.3 |  | 0 | 0 | 87.6 | 61.9 | 14.4 | 11 | 0 | 0
EDGEWORTH | 33/11kV | Newcastle Western Corridor | 45.7 | 22.9 | 7.5 | 2.3 | 12.695 | 0.0138 | 45.7 | 22.9 | 4.8 |  | 14.3889 | 0.4538
EMPIRE BAY | 66/11kV | Lower Central Coast | 76.2 | 38.1 | 12.1 | 0.8 | 6.1666 | 0 | 76.2 | 38.1 | 10.7 | 1.3 | 6.6622 | 0
ENGADINE | 132/11kV | Sutherland | 114.2 | 59.8 | 7.2 | 0.5 | 10.5606 | 0 | 125.6 | 68.6 | 6.5 | 6.3 | 11.5095 | 0
EPPING | 66/11kV | Carlingford | 114.3 | 74.9 | 33.5 | 1.3 | 7.938 | 0 | 114.3 | 74.9 | 26.2 |  | 8.7832 | 0
ERINA | 66/11kV | Lower Central Coast | 81.2 | 46.9 | 15.6 | 1.8 | 8.1285 | 0.006 | 83.5 | 46.9 | 11.3 |  | 8.6465 | 0.006
FLEMINGTON | 132/11kV | Auburn/Homebush | 98.7 | 49.3 | 20.6 | 1.8 | 6.6986 | 0.527 | 106.6 | 53.3 | 16.1 |  | 8.0582 | 0.527
GALSTON | 132/11kV | North West | 76.2 | 38.1 | 9.8 | 1.8 | 4.1225 | 0 | 76.2 | 38.1 | 8.3 | 4.5 | 4.527 | 0
GATESHEAD | 33/11kV | North East Lake Macquarie | 44.4 | 24.1 | 13 | 0.8 | 6.0107 | 0.00825 | 44.4 | 24.4 | 12.3 | 12 | 6.47 | 1.3682
GORE HILL | 33/11kV | Lower North Shore | 151.3 | 96.9 | 19.8 | 2.5 | 3.2304 | 0 | 152.4 | 96.9 | 18.3 |  | 3.5922 | 0
GREEN SQUARE | 132/11kV | Eastern Suburbs | 171.5 | 114.3 | 40.7 | 4.3 | 3.9603 | 0 | 171.5 | 114.3 | 29.6 |  | 4.5949 | 0
GREENACRE | 132/11kV | Canterbury Bankstown | 118.9 | 62.3 |  |  | 8.1959 | 0 | 118.9 | 65 | 0 | 0.3 | 9.3304 | 0
GREENACRE PARK | 132/11kV | Canterbury Bankstown | 152.4 | 86.2 |  | 2 | 0.59688 | 0 | 152.6 | 92 |  |  | 0.74663 | 0
HARBORD | 33/11kV | Manly Warringah | 76.2 | 38.1 | 16.5 |  | 7.1411 | 0 | 76.2 | 38.1 | 22.1 | 3.8 | 7.9958 | 0
HOMEBUSH BAY | 132/11kV | Auburn/Homebush | 106.7 | 53.2 | 37 | 4.8 | 3.1006 | 0 | 115.1 | 57.4 | 27.4 |  | 3.3741 | 0
HORNSBY | 132/11kV | North West | 171.5 | 114.3 | 34 | 1 | 15.2523 | 0.11039 | 171.5 | 114.3 | 28.9 | 1.3 | 17.0047 | 0.54639
HUNTERS HILL | 66/11kV | Carlingford | 113.5 | 72.3 | 23.5 | 1.5 | 10.867 | 0.0047 | 113.5 | 72.3 | 20.7 |  | 12.0016 | 0.0047
HURSTVILLE NORTH | 132/11kV | St George | 109.3 | 59.6 | 19.7 | 2 | 6.012 | 0 | 109.3 | 59.6 | 16.8 |  | 6.4191 | 0
JANNALI | 33/11kV | Sutherland | 61.3 | 38.1 | 13.2 |  | 9.8066 | 0 | 62.7 | 38.1 | 16.5 | 7.5 | 10.7946 | 0
JESMOND | 132/11kV | Newcastle Port | 107.5 | 57.5 | 34.9 | 4.3 | 12.6745 | 0.64015 | 107.5 | 57.5 | 27.2 | 6 | 13.7736 | 0.64015
JEWELLS | 33/11kV | North East Lake Macquarie | 30.8 | 16.9 | 12.9 | 3.3 | 7.0845 | 0 | 32.5 | 18.1 | 11.6 | 0.8 | 7.5341 | 0
KILLARNEY | 33/11kV | Manly Warringah | 21.1 | 21.1 | 9.1 |  | 5.0479 | 0 | 21.1 | 21.1 | 9.5 | 3.3 | 5.5149 | 0
KINGSFORD | 132/11kV | Eastern Suburbs | 124.6 | 62.2 | 30.7 |  | 7.7153 | 3.3651 | 124.6 | 65 | 33 | 10.8 | 8.5427 | 5.7651
KIRRAWEE | 132/11kV | Sutherland | 76.2 | 42.9 | 24.1 |  | 8.8013 | 0.0018 | 76.2 | 42.9 | 25.7 | 8.5 | 9.7397 | 0.0018
KOGARAH | 132/11kV | St George | 170.8 | 114.3 | 59.7 | 3.3 | 10.2652 | 0 | 170.8 | 114.3 | 52.6 |  | 11.1124 | 0
KOTARA | 33/11kV | Newcastle Inner City | 37.3 | 30.8 | 21.1 | 2 | 7.3188 | 0 | 38.1 | 33.9 | 13.9 |  | 7.8707 | 0
KURNELL SOUTH | 132/11kV | Sutherland | 76.2 | 38.1 | 0.3 |  | 1.3478 | 0 | 76.2 | 38.1 | 0.4 | 2.8 | 2.1289 | 0
KURRI | 132/11kV | Greater Cessnock | 104.2 | 57.3 | 0 | 1.8 | 14.3668 | 0.256 | 104.2 | 57.3 | 0 |  | 15.813 | 0.256
LAKE MUNMORAH | 132/11kV | Upper Central Coast | 76.2 | 38.1 | 7.3 | 1 | 10.9618 | 0 | 76.2 | 38.1 | 6.2 | 3 | 11.9163 | 0
LEICHHARDT | 132/11kV | Auburn/Homebush | 109.3 | 59.5 | 18.4 |  | 6.1111 | 0 | 120.3 | 62.5 | 20.7 | 3.3 | 6.6823 | 0
LEIGHTONFIELD | 33/11kV | Canterbury Bankstown | 38.4 | 22.9 | 12.5 | 1.3 | 3.819 | 0 | 38.4 | 22.9 | 10.1 |  | 4.6042 | 0
LIDCOMBE | 33/11kV | Auburn/Homebush | 54.1 | 33.4 | 4.9 | 1 | 3.2139 | 0 | 55.2 | 26.2 | 3.6 |  | 3.4711 | 0
LINDFIELD | 33/11kV | Upper North Shore | 66.3 | 36.8 | 15.6 | 1.3 | 8.0823 | 0 | 73 | 40.5 | 14 | 6 | 9.03 | 0
LISAROW | 33/11kV | Lower Central Coast | 47.6 | 23.8 | 8.1 | 1.5 | 7.8629 | 0 | 47.6 | 23.8 | 6.3 |  | 8.4036 | 0
LONG JETTY | 66/11kV | Lower Central Coast | 114.3 | 71.7 | 0 |  | 17.3465 | 0 | 114.3 | 76.2 | 0 | 1.5 | 18.8717 | 0
MACQUARIE PARK | 132/11kV | Carlingford | 171.5 | 114.3 | 31.4 | 15.8 | 2.5453 | 1.52 | 171.5 | 114.3 | 18.1 |  | 3.063 | 1.52
MAITLAND | 33/11kV | Maitland | 73.3 | 36.7 | 4.2 | 0.8 | 9.309 | 0.0159 | 74.3 | 38.1 | 2.6 |  | 10.1599 | 0.0159
MANLY | 33/11kV | Manly Warringah | 45.7 | 22.9 | 13.9 |  | 1.8432 | 0.0066 | 45.7 | 22.9 | 20.9 | 3.8 | 1.9536 | 0.0066
MAROUBRA | 132/11kV | Eastern Suburbs | 150.6 | 102.8 | 13.8 | 0.3 | 5.5311 | 0 | 150.6 | 102.8 | 14.7 | 13 | 6.536 | 0.34
MARRICKVILLE | 132/11kV | Eastern Suburbs | 76.2 | 71.9 | 28.6 | 1 | 11.3644 | 0.01407 | 76.4 | 72.7 | 30.9 | 4.8 | 12.5 | 0.01407
MARYLAND | 132/11kV | Newcastle Western Corridor | 76.2 | 38.1 | 8.9 | 0.5 | 18.4694 | 4.5045 | 76.2 | 38.1 | 5.3 |  | 19.6227 | 4.6815
MASCOT | 33/11kV | Eastern Suburbs | 103.6 | 78.4 | 24.2 | 4.3 | 1.8127 | 0 | 105.1 | 81.9 | 21.3 |  | 1.9936 | 0
MAYFIELD WEST | 132/11kV | Newcastle Port | 126.4 | 62.6 | 8.6 | 0.5 | 5.9691 | 0.36 | 126.4 | 65 | 7.3 |  | 6.5622 | 6.805
MEADOWBANK | 132/11kV | Carlingford | 152.8 | 103.8 | 32.8 | 0.8 | 11.4118 | 0.01332 | 157.7 | 108.7 | 25.4 |  | 13.0768 | 0.01332
MEDOWIE | 33/11kV | Port Stephens | 73 | 38.1 | 6.7 | 2 | 9.2436 | 0 | 73 | 38.1 | 5 |  | 10.0575 | 0
MENAI | 132/11kV | Sutherland | 121.4 | 60.7 | 10.7 | 0.8 | 16.4568 | 0.01226 | 130 | 65 | 8.9 |  | 17.9129 | 0.01226
MERRIWA | 33/11kV | Upper Hunter | 6.9 | 0 | 0 |  | 1.4155 | 0 | 7.6 | 0 | 0 | 4.8 | 1.4965 | 0.0216
METFORD | 33/11kV | Maitland | 79 | 41.6 | 21.5 | 1.5 | 18.1688 | 2.1 | 79 | 41.6 | 16.6 |  | 19.3635 | 2.1
MILPERRA | 132/11kV | Canterbury Bankstown | 123.2 | 61.2 | 21.9 | 1.3 | 10.7359 | 0 | 123.2 | 64.6 | 20.5 |  | 12.3988 | 0
MIRANDA | 33/11kV | Sutherland | 71.9 | 42 | 23 | 2.5 | 5.5736 | 0.0087 | 71.9 | 42 | 20.2 |  | 6.3163 | 0.0087
MITCHELL LINE | 66/11kV | Upper Hunter | 29 | 23.8 | 8 |  | 2.6978 | 0 | 30.5 | 23.8 | 7 | 1.8 | 2.9936 | 0
MITCHELLS FLAT | 66/11kV | Singleton | 6.7 | 0 | 0 | 1 | 0.95515 | 0 | 6.7 | 0 | 0 |  | 1.0214 | 0
MONA VALE | 33/11kV | Pittwater and Terrey Hills | 104.6 | 57.4 | 12.1 | 0.3 | 8.7826 | 1.021 | 105.4 | 59.6 | 12.1 | 2.3 | 9.6419 | 1.041
MOONAN | 33/11kV | Upper Hunter | 6.9 | 2.9 | 0 |  | 0.20958 | 0 | 7.6 | 3.1 | 0 | 3 | 0.21908 | 0
MORISSET | 132/11kV | West Lake Macquarie | 76.2 | 38.1 | 9.3 | 1.8 | 13.3077 | 1.6 | 76.2 | 38.1 | 7.7 |  | 14.8497 | 1.6
MORTDALE | 33/11kV | West Lake Macquarie | 114.3 | 64.3 | 19.5 | 1.3 | 12.7207 | 0 | 114.3 | 70.7 | 19.6 | 8.5 | 13.9219 | 0
MOSMAN | 132/11kV | West Lake Macquarie | 152.4 | 82.5 | 22.3 |  | 9.9965 | 0.173 | 152.4 | 89.1 | 28 | 4.5 | 10.969 | 0.173
MOUNT HUTTON | 33/11kV | North East Lake Macquarie | 52 | 26 | 17.6 | 2 | 7.6246 | 0 | 52 | 26 | 14.4 |  | 8.0506 | 0
MUSWELLBROOK | 33/11kV | Upper Hunter | 47.6 | 23.8 | 10 |  | 5.4541 | 0 | 47.6 | 23.8 | 6.7 | 5 | 5.8262 | 0
NARRABEEN | 33/11kV | Pittwater and Terrey Hills | 20.3 | 19.6 | 11.6 |  | 4.1367 | 0 | 20.3 | 21.1 | 12.9 | 3.8 | 4.7609 | 0
NELSON BAY | 33/11kV | Port Stephens | 65.6 | 45.7 | 18 | 0.5 | 11.0772 | 0 | 68.6 | 45.7 | 17.1 | 11 | 12.0802 | 0
NEW LAMBTON | 33/11kV | Newcastle Inner City | 44.4 | 23.6 | 7.4 | 1.3 | 3.8238 | 0.01 | 47.2 | 23.6 | 4.8 |  | 4.0889 | 0.01
NEWCASTLE CBD | 33/11kV | Newcastle Inner City | 112.8 | 76.2 | 21.8 | 3.8 | 6.5274 | 0.22 | 112.8 | 76.2 | 17.9 | 1.3 | 7.0654 | 0.22
NEWPORT | 33/11kV | Pittwater and Terrey Hills | 22.6 | 20.8 | 11.1 |  | 3.7527 | 0 | 22.6 | 22.4 | 14.2 | 2.8 | 4.1647 | 0
NORAVILLE | 33/11kV | Upper Central Coast | 45.2 | 30.1 | 12.8 |  | 10.4762 | 0.0066 | 45.2 | 30.1 | 13.9 | 5.5 | 11.1832 | 0.0066
NORTH HEAD | 33/11kV | Manly Warringah | 43 | 23.6 | 5.4 | 10.3 | 0.61901 | 2.1 | 43 | 23.6 | 4.8 |  | 0.67702 | 2.1
NORTH SYDNEY | 132/11kV | Lower North Shore | 171.5 | 114.3 | 17.6 | 4.5 | 1.3937 | 3.106 | 171.5 | 114.3 | 15.2 |  | 1.5434 | 3.106
NULKABA | 33/11kV | Greater Cessnock | 76.2 | 38.1 | 9.8 | 2.5 | 5.4858 | 0 | 76.2 | 38.1 | 6.2 |  | 5.8324 | 0
OLYMPIC PARK | 132/11kV | Auburn/Homebush | 120.3 | 56.8 | 34.3 | 2 | 3.9296 | 0.52 | 122.6 | 60 | 23.9 |  | 4.2989 | 0.52
PADDINGTON | 33/11kV | Eastern Suburbs | 114.3 | 66.5 | 24.4 |  | 0.922 | 0 | 114.3 | 69.8 | 26.6 | 13.5 | 0.97523 | 0
PAXTON | 33/11kV | Greater Cessnock | 25.5 | 0 | 0.1 | 1.5 | 4.2767 | 0 | 25.5 | 0 | 0.1 |  | 4.6282 | 0
PEATS RIDGE | 33/11kV | Lower Central Coast | 29.2 | 17.1 | 3.9 | 1.5 | 4.5249 | 0 | 29.2 | 18.6 | 3.5 | 9.3 | 4.8443 | 0
PELICAN | 33/11kV | North East Lake Macquarie | 49.6 | 25.6 | 8.5 | 1.5 | 3.7466 | 0 | 51.3 | 25.6 | 7.9 | 4.5 | 4.0428 | 0
PENNANT HILLS | 132/11kV | North West | 164.1 | 106.9 | 23.1 | 1 | 25.166 | 0 | 171.5 | 114.3 | 17.3 |  | 27.2194 | 0
PORT BOTANY | 33/11kV | Eastern Suburbs | 112.3 | 59.2 | 12.7 | 2.3 | 0.56624 | 0 | 112.3 | 59.2 | 10.3 |  | 0.67929 | 0
POTTS HILL | 132/11kV | Canterbury Bankstown | 109.7 | 54.9 | 34.7 | 0.8 | 9.1043 | 0.00666 | 109.7 | 54.9 | 28.2 |  | 9.9195 | 0.00666
PUNCHBOWL | 33/11kV | Canterbury Bankstown | 83.4 | 56.2 | 15.9 | 1.3 | 7.7361 | 0 | 87.9 | 57.3 | 15.3 |  | 8.3442 | 0
PYMBLE | 33/11kV | Upper North Shore | 67.7 | 39.4 | 26.4 | 1.3 | 6.8149 | 0 | 67.7 | 41.5 | 24.5 | 3.5 | 7.8601 | 0
RATHMINES | 132/11kV | West Lake Macquarie | 76.2 | 38.1 | 4 |  | 7.9857 | 0.85 | 76.2 | 38.1 | 3.5 | 0.8 | 8.577 | 0.85
RAYMOND TERRACE | 33/11kV | Port Stephens | 73.6 | 38.1 | 8.6 | 3.8 | 9.1118 | 0 | 73.6 | 38.1 | 7.9 |  | 9.5368 | 0
REVESBY | 132/11kV | Canterbury Bankstown | 76.2 | 44.9 | 12.3 | 1.5 | 12.64 | 0.01533 | 76.2 | 47.8 | 11.5 |  | 13.8369 | 0.01533
RIVERWOOD | 33/11kV | St George | 65.7 | 42.8 | 20.1 | 2.5 | 8.1023 | 0.013 | 65.7 | 42.8 | 20.2 |  | 8.8326 | 0.013
ROCKDALE | 132/11kV | St George | 109.3 | 59.5 | 0 | 3.5 | 6.1347 | 0 | 120.3 | 62.5 | 0 | 1.3 | 6.8976 | 0
ROSE BAY | 132/11kV | Eastern Suburbs | 111.3 | 59.3 | 15.6 |  | 6.3468 | 1.416 | 111.3 | 59.3 | 17.8 | 5 | 7.0603 | 1.416
ROTHBURY | 132/11kV | Greater Cessnock | 76.2 | 38.1 | 6 | 1.3 | 10.4904 | 0 | 76.2 | 38.1 | 3.8 |  | 11.4586 | 0
ROUCHEL | 33/11kV | Upper Hunter | 5.8 | 0 | 1.4 | 1.5 | 0.23963 | 0.01332 | 6.3 | 0 | 0.7 |  | 0.25488 | 0.01332
RUTHERFORD | 33/11kV | Maitland | 76.2 | 38.1 | 3.5 | 1.8 | 13.834 | 0 | 76.2 | 38.1 | 2.4 |  | 16.0439 | 0
SANS SOUCI | 33/11kV | St George | 48.6 | 24.3 | 8.8 | 0.5 | 3.5077 | 0.006 | 48.6 | 24.3 | 8.7 | 7.8 | 3.8953 | 0.006
SCONE | 66/11kV | Upper Hunter | 76.2 | 38.1 | 4.7 | 1.5 | 5.4048 | 5.5 | 76.2 | 38.1 | 3.1 |  | 5.9521 | 5.5
SEFTON | 132/11kV | Canterbury Bankstown | 152.4 | 94.6 | 38.6 | 0.8 | 14.8547 | 0 | 152.4 | 99.7 | 29 |  | 16.0985 | 0
SINGLETON | 66/11kV | Singleton | 58.2 | 29.8 | 12.7 | 3.5 | 5.4003 | 0 | 58.2 | 32 | 8.7 |  | 5.8009 | 0
SINGLETON NORTH | 66/11kV | Singleton | 76.2 | 38.1 | 9.3 | 1.5 | 8.3732 | 0 | 76.2 | 38.1 | 6.5 |  | 9.092 | 0
SOMERSBY | 132/11kV | Lower Central Coast | 104.5 | 51.9 | 6.1 | 0.3 | 8.181 | 0.00852 | 112.3 | 56.1 | 6.6 | 3 | 9.6307 | 0.64852
ST IVES | 33/11kV | Upper North Shore | 101.4 | 58.5 | 18.5 |  | 13.2032 | 0.0066 | 108 | 63.7 | 17.6 | 1.5 | 14.5034 | 0.0066
ST PETERS | 132/11kV | Eastern Suburbs | 152.4 | 88.6 | 35.5 | 4 | 6.4561 | 0.315 | 152.4 | 88.6 | 30.3 |  | 7.5397 | 0.315
STOCKTON | 33/11kV | Port Stephens | 32.3 | 16.3 | 2.2 | 3 | 3.6552 | 0 | 40 | 20 | 2 | 5 | 3.9513 | 0
STRATHFIELD SOUTH | 132/11kV | Canterbury Bankstown | 134.8 | 67.3 | 0 | 1 | 5.8407 | 0.0264 | 135 | 67.5 | 0 |  | 6.3292 | 0.0264
SUMMER HILL | 33/11kV | Canterbury Bankstown | 103.6 | 76 |  |  | 7.88 | 0 | 103.6 | 76 | 0 | 3.5 | 8.719 | 0
SURRY HILLS | 33/11kV | Eastern Suburbs | 123.4 | 70.4 | 26.1 | 4.8 | 1.1354 | 3.74 | 123.4 | 0 | 24.3 |  | 1.1558 | 3.74
SWANSEA | 33/11kV | North East Lake Macquarie | 29.9 | 16.4 | 3.2 | 0.3 | 7.8772 | 0.01466 | 29.9 | 16.4 | 3 | 5.5 | 8.7635 | 0.01466
TANILBA BAY | 33/11kV | Port Stephens | 38.8 | 18.7 | 0.4 | 3.3 | 6.1606 | 0 | 40.5 | 18.8 | 0.4 | 3.8 | 6.6255 | 0
TARRO | 33/11kV | Maitland | 47.6 | 23.8 | 10 | 0.8 | 5.4489 | 0 | 47.6 | 23.8 | 7.8 |  | 5.7959 | 0
TELARAH | 33/11kV | Maitland | 28.9 | 15.2 | 6.6 | 1 | 5.9452 | 0 | 30.5 | 15.2 | 4 |  | 6.5006 | 0
TERREY HILLS | 33/11kV | Pittwater and Terrey Hills | 54 | 23.8 | 4.1 | 1 | 2.8054 | 0 | 54 | 23.8 | 3.2 |  | 3.0598 | 0
THORNTON | 33/11kV | Maitland | 110.9 | 61 | 11.8 | 0.5 | 16.3404 | 1e-05 | 114.3 | 67.1 | 6.6 |  | 18.0322 | 1e-05
TIGHES HILL | 33/11kV | Newcastle Inner City | 71.1 | 38.5 | 14.2 | 0.3 | 4.7737 | 0 | 71.1 | 38.5 | 12.6 | 0.8 | 5.0808 | 0
TOMAGO | 33/11kV | Port Stephens | 74.3 | 38.1 | 10.9 | 7.3 | 0.001 | 0 | 74.3 | 38.1 | 10.7 | 5.5 | 0.001 | 0
TOMALPIN | 33/11kV | Greater Cessnock | 20.8 | 0 | 0 |  | 1.6244 | 0 | 22.2 | 0 | 0 | 0.8 | 1.8007 | 0
TOMAREE | 33/11kV | Port Stephens | 73.3 | 38.1 | 0 | 4.5 | 6.6443 | 0 | 73.3 | 38.1 | 0 | 9.5 | 7.1833 | 0
TOP RYDE | 132/11kV | Carlingford | 113.3 | 61.3 | 0 | 1 | 8.8292 | 0.00407 | 113.3 | 61.3 | 0 |  | 10.1062 | 0.01067
TORONTO WEST | 132/11kV | West Lake Macquarie | 76.2 | 38.1 | 0 | 3.5 | 7.7916 | 0.00666 | 76.2 | 38.1 | 0 |  | 8.3835 | 0.00666
TURRAMURRA | 33/11kV | Upper North Shore | 72.5 | 42.3 | 0 |  | 8.0976 | 0 | 73.6 | 44.3 | 0 | 7.5 | 9.0402 | 0
UMINA | 66/11kV | Lower Central Coast | 71.4 | 35.7 | 0 | 1 | 9.4541 | 1 | 75.7 | 37.9 | 0 |  | 10.3558 | 1.01
VALES POINT | 33/11kV | Upper Central Coast | 30.5 | 15.2 | 0 | 1 | 0 | 0 | 30.5 | 15.2 | 0 |  | 0 | 0
WAMBERAL | 132/11kV | Lower Central Coast | 72.5 | 34.4 | 0 |  | 7.5896 | 0 | 75 | 36.9 | 0 | 1.8 | 8.0891 | 0.00825
WAVERLEY | 132/11kV | Eastern Suburbs | 126 | 61.8 | 0 |  | 5.0138 | 0.00602 | 130 | 65 | 0 | 9.8 | 5.5253 | 0.00602
WEST GOSFORD | 132/11kV | Lower Central Coast | 130 | 65 | 0 | 2.3 | 11.9305 | 0 | 130 | 65 | 0 |  | 13.1582 | 0
WILLIAMTOWN | 33/11kV | Port Stephens | 48.1 | 25.6 | 0 | 2.3 | 2.4567 | 0 | 51.3 | 25.6 | 0 |  | 2.6803 | 0
WOY WOY | 66/11kV | Lower Central Coast | 62 | 30.8 | 0 | 0.8 | 6.4557 | 0.00999 | 68 | 32.7 | 0 |  | 7.0722 | 0.00999
WYONG | 132/11kV | Upper Central Coast | 110.3 | 54 | 0 | 1.3 | 18.8351 | 2.2067 | 115.2 | 58.8 | 0 |  | 22.1348 | 2.2267
ZETLAND | 132/11kV | Eastern Suburbs | 152.4 | 83.6 | 0 | 4.5 | 3.6274 | 0 | 152.4 | 90.3 | 0 |  | 4.1308 | 0
MATRAVILLE | 33/11kV | Eastern Suburbs | 86.8 | 57 | 30.6 |  | 7.2635 | 2.944 | 88.9 | 58.5 | 35.3 | 8.5 | 8.2201 | 2.944
RNS HOSPITAL | 132/11kV | Lower North Shore | 97.3 | 53.5 | 9 |  | 0.0595 | 0 | 97.3 | 53.5 | 10.9 | 1.5 | 0.2261 | 0
LEMINGTON | 66/11kV | Singleton | 22.6 | 6.7 | 1.2 | 0.8 | 0.25671 | 0 | 24.5 | 6.7 | 1 |  | 0.32481 | 0
MOUNT THORLEY | 66/11kV | Singleton | 35.2 | 20.3 | 2 | 0.5 | 4.3153 | 0 | 35.2 | 20.3 | 1.4 |  | 4.6009 | 0
NEWDELL | 66/11kV | Singleton | 47.6 | 23.8 | 3.8 |  | 0.14805 | 0 | 47.6 | 23.8 | 4.5 | 1.5 | 0.14805 | 0
GWAWLEY BAY | 132/11kV | Sutherland | 91.8 | 45.1 | 18.6 | 0.3 | 6.8405 | 0 | 91.8 | 45.1 | 13.4 |  | 7.2216 | 0
LUCAS HEIGHTS | 33/11kV | Sutherland | 38.5 | 19.2 | 0 | 30 | 0 | 0 | 44.1 | 22 | 0 |  | 0 | 0

## Actual Demand - (ZS)
Actual Demand - Zone Substation
Name | Summer | [5 empty] | Winter
| 2019/20 (MVA) | 2019/20 (PF) | 2020/21 (MVA) | 2020/21 (PF) | 2021/22 (MVA) | 2021/22 (PF) | 2020 (MVA) | 2020 (PF) | 2021 (MVA) | 2023 (PF) | 2022 (MVA) | 2022 (PF)
ABERDEEN | 5.7 | 0.99 | 5.3 | 1 | 3.8 | 1 | 3.6 | 0.99 | 3.6 | 1 | 3.6 | 0.99
ADAMSTOWN | 27.8 | 0.98 | 31.3 | 0.99 | 22.8 | 0.99 | 24.4 | 1 | 27.7 | 1 | 22.8 | 1
ARGENTON | 33.7 | 0.98 | 32.5 | 0.98 | 28.4 | 0.98 | 32 | 0.99 | 28.1 | 0.99 | 25.8 | 1
AUBURN | 25.9 | 0.95 | 26.3 | 0.96 | 28 | 0.97 | 19.6 | 0.98 | 22 | 0.98 | 19.4 | 0.98
AVOCA | 38.8 | 0.99 | 41.6 | 0.99 | 34 | 1 | 37.1 | 1 | 39.3 | 1 | 36.6 | 1
AVONDALE | 10.9 | 0.99 | 11 | 0.99 | 9 | 1 | 7.5 | 1 | 8.6 | 1 | 7.9 | 1
BAERAMI | 0.7 | 1 | 0.7 | 0.94 | 0.6 | 0.95 | 0.6 | 0.98 | 0.6 | 0.97 | 0.5 | 0.99
BALGOWLAH NORTH | 27.8 | 0.99 | 32 | 0.99 | 24.2 | 1 | 34.7 | 1 | 35.4 | 1 | 31.4 | 1
BANKSTOWN | 44.6 | 0.98 | 41.2 | 0.99 | 46.8 | 0.98 | 35 | 0.99 | 40.2 | 1 | 39.3 | 1
BASS HILL | 18.3 | 0.9 | 18.7 | 0.99 | 18.7 | 0.99 | 14.9 | 1 | 16.8 | 1 | 14.9 | 1
BEACON HILL | 20.7 | 0.94 | 19.1 | 0.94 | 20.5 | 0.94 | 19 | 0.96 | 21.1 | 0.9 | 18.5 | 0.96
BELMORE PARK |  |  |  |  | 11.1 | 0.98 |  |  |  |  | 14.1 | 0.9
BELROSE | 27.7 | 0.97 | 32.9 | 0.96 | 24.4 | 0.96 | 30.3 | 0.96 | 28 | 0.96 | 26.9 | 0.96
BERKELEY VALE | 44.5 | 0.96 | 41.6 | 0.99 | 41 | 0.98 | 36.1 | 0.99 | 35.8 | 0.99 | 35.8 | 1
BEROWRA | 23.9 | 0.93 | 20.4 | 0.94 | 20.7 | 0.92 | 20.9 | 0.97 | 24.5 | 0.97 | 22.3 | 0.97
BLACKWATTLE BAY | 11 | 0.9 | 5.8 | 0.89 | 0 |  | 8 | 0.93 | 3.3 | 0.94 | 0
BLAKEHURST | 21.4 | 0.98 | 22 | 0.97 | 20.7 | 0.99 | 21.5 | 0.95 | 21 | 0.96 | 22 | 0.95
BOTANY | 26.5 | 0.96 | 25.3 | 0.96 | 26.7 | 0.97 | 22.1 | 0.98 | 22.4 | 0.99 | 23.7 | 0.99
BRANDY HILL | 12.8 | 0.99 | 11.4 | 0.99 | 9.6 | 0.99 | 6.6 | 1 | 6.3 | 1 | 7.4 | 1
BRANXTON | 14.5 | 0.98 | 14.6 | 0.99 | 12.3 | 0.99 | 9.3 | 1 | 12 | 1 | 10.5 | 1
BROADMEADOW | 26.8 | 0.97 | 22.5 | 0.99 | 23.8 | 0.98 | 20.7 | 0.99 | 21.2 | 0.99 | 20 | 0.99
BROOKVALE | 42.2 | 0.97 | 37 | 0.98 | 40.4 | 0.94 | 32.8 | 0.99 | 36.1 | 0.99 | 37.5 | 0.98
BURWOOD | 74.1 | 0.99 | 68.2 | 0.99 | 72.1 | 0.99 | 56 | 1 | 62.8 | 1 | 58.1 | 0.99
CAMPBELL ST | 39.1 | 0.98 | 31.5 | 0.98 | 31.9 | 0.98 | 26.6 | 0.99 | 28.9 | 0.99 | 28.6 | 1
CAMPERDOWN | 25.7 | 0.93 | 26.7 | 0.99 | 23.2 | 1 | 21.6 | 1 | 23.9 | 1 | 20.7 | 1
CAMPERDOWN | 3 | 0.92 | 2.5 | 0.92 | 3.4 | 0.92 | 2.8 | 0.95 | 2.8 | 0.95 | 3.6 | 0.95
CAMPSIE | 72.7 | 0.99 | 68.1 | 0.97 | 66.9 | 0.97 | 68.6 | 0.99 | 67.8 | 0.99 | 65 | 0.99
CARDIFF | 20.8 | 0.98 | 24.1 | 0.98 | 14.9 | 0.99 | 13.5 | 1 | 15.5 | 1 | 14.3 | 1
CAREEL BAY | 10.7 | 0.74 | 12.2 | 1 | 9.4 | 0.99 | 13.2 | 0.99 | 13.6 | 0.99 | 11.8 | 0.99
CARINGBAH | 22 | 0.93 | 19.7 | 0.93 | 23.8 | 0.93 | 18.4 | 0.93 | 21.6 | 0.93 | 21.2 | 0.93
CASTLE COVE | 62.9 | 0.77 | 55.9 | 0.76 | 60.8 | 0.9 | 48.6 | 0.65 | 53.4 | 0.9 | 51.4 | 0.69
CESSNOCK SOUTH | 30.9 | 0.98 | 28.9 | 0.99 | 19.7 | 0.99 | 18.4 | 1 | 18.9 | 1 | 17.2 | 1
CHARLESTOWN | 38.8 | 1 | 32.8 | 0.99 | 28.2 | 0.99 | 25.1 | 1 | 30.2 | 1 | 26 | 1
CHARMHAVEN | 46.3 | 0.98 | 47.9 | 0.99 | 42.6 | 0.99 | 33 | 1 | 37.9 | 1 | 34.9 | 1
CHATSWOOD | 42.6 | 0.92 | 41.9 | 0.92 | 39.8 | 0.91 | 41.1 | 0.95 | 42.6 | 0.94 | 43.4 | 0.94
CITY CENTRAL | 97.9 | 0.93 | 84.2 | 0.95 | 82 | 0.91 | 55.7 | 0.95 | 65.4 | 0.95 | 66.7 | 0.95
CITY EAST | 27.7 | 0.97 | 29 | 0.99 | 25.4 | 0.98 | 22.7 | 0.97 | 21.7 | 0.98 | 14.3 | 0.98
CITY NORTH | 98.5 | 0.95 | 90.1 | 0.94 | 89.3 | 0.95 | 55.9 | 0.97 | 71.9 | 0.66 | 70 | 0.66
CITY SOUTH | 113.6 | 0.95 | 92.3 | 0.95 | 93.8 | 0.95 | 65.9 | 0.95 | 73.7 | 0.95 | 74.9 | 0.95
CLOVELLY | 43.8 | 0.9 | 35.3 | 0.99 | 33.8 | 0.99 | 51 | 1 | 42.9 | 1 | 41.2 | 1
CONCORD | 42.5 | 0.98 | 38.3 | 0.96 | 42.4 | 0.96 | 31 | 0.98 | 34.1 | 0.98 | 31.3 | 0.98
CRONULLA | 53.7 | 0.98 | 55.7 | 0.98 | 51.5 | 0.98 | 58.6 | 0.99 | 60.7 | 0.99 | 56 | 0.99
CROUDACE BAY | 25.3 | 0.71 | 25.4 | 0.74 | 18.2 | 0.98 | 17.7 | 0.75 | 16.5 | 1 | 14.3 | 1
CROWS NEST | 37.8 | 0.99 | 34.8 | 0.99 | 39.6 | 1 | 36.2 | 1 | 38.2 | 1 | 33.4 | 0.96
CROYDON | 36.5 | 1 | 32.8 | 1 | 34.5 | 1 | 35.5 | 1 | 38.7 | 1 | 35.2 | 0.99
DALLEY ST | 66.2 | 0.98 | 35.1 | 0.99 | 36.2 | 0.95 | 37.2 | 0.99 | 28.4 | 0.96 | 28.7 | 0.96
DARLING HARBOUR | 54.6 | 0.97 | 50.4 | 0.98 | 55.9 | 0.98 | 37.8 | 0.99 | 45.3 | 1 | 45.8 | 1
DARLINGHURST | 43.7 | 0.97 | 37.2 | 0.98 | 37.9 | 0.98 | 33.3 | 0.99 | 35.2 | 0.99 | 33.1 | 1
DEE WHY WEST | 32.9 | 0.92 | 37.3 | 0.93 | 32.1 | 0.93 | 44.6 | 0.98 | 44.3 | 0.98 | 43.1 | 0.98
DENMAN | 6.1 | 0.98 | 5.4 | 0.99 | 4.1 | 0.99 | 3.5 | 0.99 | 3.5 | 1 | 3.5 | 1
DOUBLE BAY | 58 | 0.98 | 55.5 | 0.98 | 54.2 | 0.98 | 58.2 | 0.99 | 61.6 | 0.99 | 56.1 | 1
DRUMMOYNE | 58.3 | 0.97 | 51.5 | 0.99 | 51.1 | 0.97 | 55.6 | 1 | 59.6 | 0.98 | 56.3 | 0.98
DULWICH HILL | 45.5 | 0.98 | 40.7 | 0.98 | 39.5 | 0.98 | 45.3 | 0.98 | 46.8 | 0.98 | 44.8 | 0.98
EDGEWORTH | 28.5 | 0.98 | 27.5 | 0.99 | 21.1 | 1 | 18.7 | 1 | 20.2 | 1 | 17.4 | 1
EMPIRE BAY | 13.4 | 0.99 | 13.5 | 0.99 | 11.5 | 0.99 | 11.7 | 1 | 12.7 | 1 | 11.4 | 1
ENGADINE | 35.9 | 1 | 28.7 | 0.99 | 27.3 | 1 | 26.9 | 1 | 30.5 | 1 | 28.3 | 1
EPPING | 60.6 | 0.99 | 49.3 | 1 | 51.6 | 1 | 42.9 | 1 | 47 | 1 | 44.8 | 1
ERINA | 33.6 | 0.98 | 32.2 | 0.99 | 30 | 0.98 | 23.9 | 0.98 | 26.7 | 0.98 | 24.4 | 0.93
FLEMINGTON | 74.3 | 0.95 | 45.3 | 0.96 | 42.2 | 0.95 | 41.6 | 0.94 | 33.3 | 0.95 | 34.1 | 0.95
GALSTON | 11.5 | 0.96 | 10.5 | 0.96 | 9.5 | 0.97 | 10.2 | 0.99 | 9.8 | 0.99 | 9.4 | 0.99
GATESHEAD | 18.3 | 0.9 | 18.5 | 0.9 | 14.3 | 0.9 | 14.3 | 0.9 | 16.5 | 0.9 | 14.9 | 0.9
GORE HILL | 53.6 | 0.96 | 45.1 | 0.97 | 45.2 | 0.96 | 43.1 | 0.92 | 43.4 | 0.92 | 42.8 | 0.92
GREEN SQUARE | 68.3 | 0.99 | 54.4 | 0.99 | 60.6 | 0.99 | 45.9 | 1 | 45.3 | 1 | 44.6 | 1
GREENACRE |  |  |  |  | 0 | [5 empty] | 5 | 0.9
GREENACRE PARK | 60.9 | 0.98 | 52.6 | 0.98 | 0 |  | 42.5 | 1 | 47 | 0.99 | 0
HARBORD | 19.1 | 0.92 | 18.4 | 0.91 | 15.9 | 0.92 | 23.2 | 0.96 | 23.8 | 0.96 | 22.4 | 0.96
HOMEBUSH BAY | 43.3 | 0.99 | 40.8 | 0.99 | 40.6 | 0.99 | 30.6 | 0.99 | 34.7 | 1 | 32.5 | 1
HORNSBY | 75.6 | 0.99 | 66.3 | 0.99 | 66.1 | 0.99 | 65.8 | 1 | 68.3 | 1 | 63.3 | 0.99
HUNTERS HILL | 59.6 | 0.93 | 57.4 | 0.92 | 56.6 | 0.99 | 52.3 | 0.93 | 55.4 | 0.95 | 49.7 | 0.99
HURSTVILLE NORTH | 24.3 | 0.98 | 22.6 | 0.98 | 23.6 | 0.99 | 18.6 | 1 | 20.1 | 1 | 19.5 | 1
JANNALI | 33.8 | 1 | 31.7 | 0.99 | 25.1 | 1 | 32.1 | 0.99 | 33.9 | 0.99 | 33.6 | 0.9
JESMOND | 46.8 | 0.99 | 45.4 | 0.98 | 34.6 | 0.99 | 33.3 | 1 | 37.5 | 1 | 34.3 | 1
JEWELLS | 17.4 | 0.98 | 17.2 | 0.98 | 12.6 | 0.99 | 12.3 | 1 | 13.7 | 1 | 12.1 | 1
KILLARNEY | 14.5 | 0.99 | 11.9 | 0.99 | 12.6 | 0.99 | 13.1 | 0.98 | 14.8 | 0.98 | 13.8 | 0.98
KINGSFORD | 50.1 | 0.99 | 52.2 | 0.99 | 53.1 | 0.99 | 56.5 | 1 | 58 | 1 | 58 | 1
KIRRAWEE | 36 | 0.9 | 39.6 | 0.9 | 36.4 | 0.92 | 40.7 | 0.89 | 41.9 | 0.89 | 39.6 | 1
KOGARAH | 77.6 | 0.84 | 74.4 | 0.99 | 66.1 | 0.99 | 65.3 | 1 | 62 | 1 | 59.9 | 1
KOTARA | 25.8 | 0.98 | 23.7 | 0.98 | 19.9 | 0.98 | 15.2 | 0.99 | 18 | 0.99 | 15.6 | 1
KURNELL SOUTH | 5 | 0.98 | 5.2 | 0.93 | 4.6 | 0.98 | 5.2 | 0.99 | 5.5 | 0.99 | 5.5 | 0.94
KURRI | 33.3 | 0.98 | 31.2 | 0.98 | 26.9 | 0.98 | 21.6 | 0.99 | 24.2 | 0.91 | 22.3 | 1
LAKE MUNMORAH | 25.9 | 1 | 24.7 | 0.99 | 19.2 | 0.99 | 18.2 | 1 | 20.4 | 1 | 19.2 | 1
LEICHHARDT | 31.1 | 0.9 | 37.4 | 0.98 | 36.7 | 0.99 | 42.3 | 1 | 45.6 | 0.99 | 40.2 | 1
LEIGHTONFIELD | 23.7 | 0.94 | 22.4 | 0.94 | 21.7 | 0.95 | 18.9 | 0.97 | 19.6 | 0.97 | 18.5 | 0.97
LIDCOMBE | 19.6 | 0.9 | 17.5 | 0.91 | 18.7 | 0.9 | 13.3 | 0.94 | 14.7 | 0.92 | 15.6 | 0.96
LINDFIELD | 32.7 | 0.88 | 33.6 | 0.98 | 28.5 | 0.87 | 29.9 | 0.88 | 36.5 | 0.87 | 29.1 | 0.84
LISAROW | 24.3 | 0.98 | 23.1 | 0.98 | 22.3 | 0.98 | 19.6 | 0.99 | 20.9 | 0.99 | 19.6 | 0.99
LONG JETTY | 43.8 | 0.9 | 45.4 | 0.9 | 36.2 | 0.9 | 39.5 | 0.9 | 44.1 | 0.9 | 41.4 | 0.9
MACQUARIE PARK | 82.1 | 0.98 | 82 | 0.98 | 88.5 | 0.99 | 65.5 | 0.99 | 72.8 | 1 | 54.8 | 0.99
MAITLAND | 26.4 | 0.96 | 25.1 | 0.97 | 23.4 | 0.98 | 16.3 | 1 | 17.1 | 0.99 | 16.2 | 1
MANLY | 16 | 0.91 | 16.2 | 0.91 | 13.7 | 0.91 | 17.9 | 0.95 | 19.2 | 0.95 | 20.7 | 0.95
MAROUBRA | 42.3 | 0.98 | 43.7 | 0.98 | 42.5 | 0.9 | 44.2 | 0.93 | 47.3 | 0.9 | 44.5 | 0.9
MARRICKVILLE | 46.7 | 0.97 | 44.6 | 0.98 | 49.5 | 0.99 | 49.9 | 1 | 50.8 | 1 | 49.3 | 1
MARYLAND | 25.7 | 0.98 | 26.5 | 0.98 | 21.9 | 0.99 | 17 | 1 | 18 | 1 | 14.9 | 1
MASCOT | 33.9 | 0.94 | 35.2 | 0.93 | 30.9 | 0.87 | 23.2 | 0.97 | 25.4 | 0.95 | 28.5 | 1
MAYFIELD WEST | 25.3 | 0.95 | 19.6 | 0.97 | 22.4 | 0.96 | 20.1 | 0.96 | 20.2 | 0.97 | 19.3 | 0.97
MEADOWBANK | 81.8 | 0.95 | 72.7 | 0.93 | 65.1 | 0.93 | 57.4 | 0.98 | 59.4 | 0.98 | 54.8 | 0.98
MEDOWIE | 14.6 | 0.98 | 14.7 | 0.99 | 11.9 | 0.99 | 9.8 | 1 | 10.9 | 1 | 10.5 | 1
MENAI | 47.2 | 0.99 | 43.5 | 0.99 | 39.7 | 0.99 | 38.7 | 0.99 | 41.2 | 0.99 | 36.5 | 0.99
MERRIWA | 3.9 | 0.98 | 3.2 | 0.99 | 2.4 | 0.99 | 2.7 | 1 | 3 | 1 | 2.9 | 1
METFORD | 41.6 | 0.99 | 39.6 | 0.99 | 39 | 0.99 | 25.5 | 1 | 30.7 | 1 | 30.6 | 1
MILPERRA | 49.3 | 0.95 | 42 | 0.97 | 43.8 | 0.96 | 41.9 | 0.98 | 41.5 | 0.97 | 41.3 | 0.97
MIRANDA | 32.1 | 0.96 | 32 | 0.94 | 30.6 | 0.96 | 26.6 | 0.97 | 30.3 | 0.98 | 28.3 | 0.98
MITCHELL LINE | 8.6 | 0.98 | 6.3 | 1 | 6.6 | 1 | 6.2 | 1 | 6.8 | 1 | 7.5 | 1
MITCHELLS FLAT | 1.9 | 0.99 | 1.8 | 1 | 1.4 | 1 | 1 | 1 | 1.2 | 1 | 1.1 | 1
MONA VALE | 35.3 | 0.9 | 34.9 | 0.93 | 31.5 | 0.9 | 33.2 | 0.92 | 34.8 | 0.96 | 32.9 | 0.9
MOONAN | 0.7 | 0.9 | 0.7 | 0.9 | 0.6 | 0.9 | 0.9 | 0.9 | 0.9 | 0.9 | 0.9 | 0.9
MORISSET | 28.6 | 0.98 | 27.9 | 0.98 | 22.9 | 0.99 | 20.2 | 1 | 22.5 | 1 | 20.9 | 1
MORTDALE | 49.3 | 0.98 | 45.7 | 0.99 | 40.6 | 0.99 | 43.3 | 1 | 44.6 | 1 | 41.8 | 1
MOSMAN | 62.7 | 0.99 | 67.4 | 0.99 | 56.7 | 1 | 80.5 | 1 | 80 | 1 | 75.1 | 1
MOUNT HUTTON | 22.4 | 0.98 | 16.9 | 0.99 | 15.1 | 1 | 13.8 | 0.9 | 15 | 1 | 14 | 1
MUSWELLBROOK | 18.2 | 0.9 | 19.8 | 0.9 | 14 | 0.9 | 12.9 | 0.9 | 13.9 | 0.9 | 13.2 | 0.9
NARRABEEN | 12.2 | 0.9 | 13.6 | 0.94 | 11.3 | 0.94 | 12.8 | 0.96 | 14.2 | 0.96 | 13 | 0.96
NELSON BAY | 25.3 | 0.99 | 27 | 0.99 | 21.9 | 0.99 | 23 | 1 | 23.5 | 1 | 22.9 | 1
NEW LAMBTON | 20.6 | 0.95 | 17.5 | 0.95 | 15.6 | 0.96 | 11.6 | 0.97 | 12.7 | 0.97 | 11.9 | 0.97
NEWCASTLE CBD | 48.2 | 0.98 | 37.4 | 0.99 | 35.8 | 0.98 | 30.7 | 0.99 | 33.2 | 1 | 34.6 | 1
NEWPORT | 12.9 | 0.99 | 14.8 | 0.99 | 11.6 | 0.99 | 16.3 | 0.98 | 18.9 | 0.98 | 15.6 | 0.98
NORAVILLE | 23.8 | 0.93 | 26.8 | 0.94 | 20.5 | 0.94 | 24.8 | 0.98 | 24.4 | 0.98 | 24.1 | 0.98
NORTH HEAD | 15.7 | 0.92 | 14.6 | 0.92 | 17 | 0.92 | 17.6 | 0.93 | 17.8 | 0.93 | 15.1 | 0.93
NORTH SYDNEY | 62.8 | 0.98 | 55.1 | 0.99 | 58.4 | 0.99 | 47.9 | 1 | 50.8 | 0.98 | 50.7 | 1
NULKABA | 16.2 | 0.98 | 16.5 | 0.98 | 15.8 | 0.97 | 10.2 | 0.99 | 12.2 | 0.99 | 13 | 1
OLYMPIC PARK | 7.2 | 0.98 | 31.3 | 1 | 30.3 | 0.99 | 24.2 | 1 | 25.4 | 1 | 23.6 | 0.9
PADDINGTON | 33.6 | 0.96 | 29.5 | 0.97 | 29.1 | 0.99 | 31.7 | 0.99 | 32 | 0.99 | 32 | 1
PAXTON | 8.2 | 0.9 | 7.3 | 0.9 | 6 | 0.9 | 5.5 | 0.9 | 5.9 | 0.9 | 5.4 | 0.9
PEATS RIDGE | 10.9 | 0.92 | 10.9 | 0.96 | 10.1 | 0.96 | 9.2 | 0.98 | 9.6 | 0.99 | 10.4 | 0.86
PELICAN | 13.4 | 0.98 | 12.5 | 0.99 | 9.8 | 0.99 | 10.5 | 0.99 | 11.1 | 1 | 10.1 | 0.99
PENNANT HILLS | 87.3 | 0.96 | 77.7 | 0.96 | 68 | 0.96 | 63.9 | 0.97 | 69.2 | 0.97 | 60.1 | 0.96
PORT BOTANY | 19.9 | 0.84 | 18.3 | 0.93 | 18.4 | 0.96 | 15.8 | 0.96 | 17.3 | 0.96 | 15.2 | 0.96
POTTS HILL | 45.7 | 0.99 | 43 | 0.99 | 39.9 | 0.99 | 36.9 | 1 | 37 | 1 | 34.2 | 1
PUNCHBOWL | 39.5 | 0.9 | 40 | 0.99 | 39.3 | 1 | 33.2 | 1 | 38.2 | 1 | 37.3 | 1
PYMBLE | 33.4 | 0.92 | 31.4 | 0.91 | 30.8 | 0.92 | 32.1 | 0.97 | 30.4 | 0.98 | 30.1 | 0.98
RATHMINES | 18 | 0.98 | 17 | 0.99 | 12.7 | 0.99 | 12.3 | 0.99 | 12.9 | 1 | 13.4 | 1
RAYMOND TERRACE | 23.4 | 0.99 | 20.9 | 0.99 | 20.7 | 0.99 | 18.1 | 0.99 | 21.1 | 1 | 19.4 | 1
REVESBY | 47.9 | 0.97 | 45.6 | 0.98 | 45 | 0.98 | 38 | 0.99 | 43.3 | 0.99 | 40.9 | 0.98
RIVERWOOD | 27.3 | 0.95 | 26.5 | 0.92 | 29.6 | 0.95 | 23.9 | 0.96 | 27 | 0.96 | 27.4 | 0.97
ROCKDALE | 42.3 | 0.98 | 35.6 | 1 | 39.4 | 1 | 35.6 | 1 | 39.8 | 1 | 38.1 | 1
ROSE BAY | 36.7 | 0.99 | 41.2 | 0.99 | 36.5 | 1 | 49.5 | 1 | 48.4 | 1 | 45.7 | 1
ROTHBURY | 13.2 | 0.83 | 12.2 | 0.79 | 11.4 | 1 | 7.7 | 0.74 | 7.3 | 0.99 | 8.3 | 0.9
ROUCHEL | 1.6 | 0.9 | 0.9 | 0.9 | 1.1 | 0.96 | 0.7 | 0.9 | 0.9 | 0.9 | 0.8 | 0.97
RUTHERFORD | 30.5 | 0.97 | 29 | 0.99 | 25.9 | 0.97 | 21.4 | 0.98 | 22.7 | 0.99 | 22.4 | 0.99
SANS SOUCI | 16.8 | 0.99 | 17.2 | 0.99 | 15.6 | 0.98 | 16.4 | 0.9 | 16.7 | 0.99 | 16.2 | 0.99
SCONE | 16.6 | 0.99 | 17.3 | 0.99 | 13.4 | 0.99 | 12.9 | 0.99 | 13.4 | 0.99 | 12.4 | 1
SEFTON | 47.1 | 0.94 | 45.3 | 0.96 | 49.4 | 0.95 | 36.4 | 0.97 | 42 | 0.97 | 40.9 | 0.97
SINGLETON | 21 | 0.95 | 18.4 | 0.9 | 16.6 | 0.9 | 13.7 | 0.9 | 15 | 0.9 | 14.2 | 0.9
SINGLETON NORTH | 19.6 | 0.97 | 17.6 | 0.96 | 15.1 | 0.94 | 12 | 1 | 12.4 | 0.96 | 11.6 | 0.95
SOMERSBY | 20.4 | 0.9 | 14.8 | 0.96 | 16.7 | 0.98 | 17.6 | 0.97 | 17.7 | 0.98 | 17.2 | 0.97
ST IVES | 51.6 | 0.97 | 45.8 | 0.97 | 40.3 | 0.97 | 43.9 | 0.97 | 46.4 | 0.97 | 43.3 | 0.97
ST PETERS | 64 | 0.93 | 58.2 | 0.99 | 65.8 | 0.99 | 52.5 | 1 | 56.6 | 1 | 55.4 | 1
STOCKTON | 9.1 | 0.99 | 9 | 0.99 | 6.4 | 1 | 6.5 | 1 | 7.1 | 1 | 6.5 | 1
STRATHFIELD SOUTH |  |  |  |  | 27.1 | 0.99 | 14 | 0.9 |  |  | 25.7 | 1
SUMMER HILL |  |  |  |  | 0 | [5 empty] | 3.2 | 0.9
SURRY HILLS | 31.7 | 0.94 | 26.3 | 0.94 | 27.5 | 0.93 | 23.9 | 0.97 | 25.5 | 0.94 | 25.2 | 0.94
SWANSEA | 15.4 | 0.99 | 16.2 | 0.99 | 11.6 | 1 | 12.3 | 1 | 13.3 | 1 | 12.1 | 1
TANILBA BAY | 11.5 | 0.98 | 10.3 | 0.98 | 9.5 | 0.99 | 9 | 0.99 | 10.2 | 0.99 | 9.4 | 1
TARRO | 20.9 | 0.95 | 17.6 | 0.95 | 19.9 | 0.95 | 16.1 | 0.96 | 16.3 | 0.96 | 15.8 | 0.97
TELARAH | 15.3 | 0.99 | 14.9 | 0.99 | 12.5 | 1 | 8.9 | 1 | 9.9 | 1 | 9.3 | 1
TERREY HILLS | 16.6 | 0.94 | 14.3 | 0.94 | 15 | 0.94 | 12.9 | 0.97 | 13.9 | 0.97 | 12.4 | 0.97
THORNTON | 34.8 | 0.93 | 33.8 | 0.96 | 27.5 | 0.95 | 21.2 | 0.95 | 22.4 | 0.93 | 19.8 | 0.93
TIGHES HILL | 21.4 | 0.97 | 24.5 | 0.98 | 21.8 | 0.97 | 19.8 | 0.97 | 23.8 | 0.97 | 21 | 0.98
TOMAGO | 10.6 | 0.94 | 10.6 | 0.94 | 10.3 | 0.94 | 10.4 | 0.95 | 10.2 | 0.96 | 10.2 | 0.96
TOMALPIN | 1.3 | 1 | 1.3 | 1 | 1.5 | 0.92 | 1.3 | 0.99 | 1.3 | 0.99 | 1.9 | 0.95
TOMAREE | 16.1 | 0.99 | 17.7 | 0.99 | 13.9 | 0.99 | 14.9 | 1 | 18.6 | 1 | 13.9 | 1
TOP RYDE | 51.7 | 0.99 | 43.4 | 0.99 | 49.6 | 0.99 | 37.6 | 1 | 41.1 | 0.98 | 37 | 1
TORONTO WEST | 23.9 | 0.98 | 21 | 0.99 | 17 | 0.99 | 16.5 | 0.99 | 16.7 | 1 | 16 | 1
TURRAMURRA | 39.5 | 0.99 | 37.7 | 0.99 | 33.4 | 1 | 35.7 | 1 | 38.4 | 1 | 36.3 | 1
UMINA | 33.6 | 0.95 | 32.3 | 0.95 | 27.8 | 0.95 | 25.4 | 0.98 | 29.3 | 0.98 | 25.7 | 0.98
VALES POINT | 7.2 | 0.79 | 8.4 | 0.9 | 6.9 | 0.83 | 7.8 | 0.6 | 8 | 0.74 | 6.4 | 0.68
WAMBERAL | 15.2 | 0.9 | 16.2 | 0.99 | 13 | 1 | 14.8 | 1 | 16 | 1 | 14.8 | 1
WAVERLEY | 31.2 | 0.97 | 33.9 | 1 | 30.2 | 0.9 | 43.9 | 1 | 46 | 1 | 42.1 | 0.9
WEST GOSFORD | 50.8 | 0.98 | 43.3 | 0.99 | 46.5 | 0.98 | 37.6 | 1 | 40.6 | 1 | 39.1 | 1
WILLIAMTOWN | 6.1 | 0.98 | 5.1 | 0.99 | 5.7 | 1 | 4.1 | 1 | 5.7 | 1 | 4.1 | 1
WOY WOY | 21.8 | 0.96 | 21.3 | 0.95 | 18.4 | 0.96 | 20.2 | 0.97 | 19.2 | 0.97 | 16.9 | 0.97
WYONG | 43.8 | 0.97 | 40.4 | 0.99 | 37.4 | 0.99 | 29.9 | 0.99 | 35.2 | 1 | 31.7 | 1
ZETLAND | 62.9 | 0.99 | 58.7 | 0.97 | 59 | 0.98 | 51.4 | 0.99 | 55.8 | 0.95 | 52.2 | 1
MATRAVILLE | 31.1 | 0.9 | 33.6 | 0.9 | 31.8 | 0.92 | 33.2 | 0.88 | 38.9 | 0.96 | 37.9 | 0.96
RNS HOSPITAL | 12.7 | 0.99 | 11.8 | 0.99 | 11.9 | 0.99 | 9.1 | 0.99 | 9.5 | 0.99 | 15.7 | 0.99
LEMINGTON | 2.7 | 0.94 | 2.1 | 0.97 | 1.7 | 0.98 | 1.5 | 0.96 | 1.8 | 0.97 | 1.5 | 1
MOUNT THORLEY | 6.5 | 0.97 | 5.5 | 0.99 | 5.2 | 0.99 | 5.1 | 0.99 | 4.7 | 1 | 4.3 | 0.99
NEWDELL | 3.5 | 0.97 | 4 | 0.97 | 3.8 | 0.98 | 3.5 | 0.99 | 3.4 | 0.98 | 4 | 0.98
GWAWLEY BAY | 34.3 | 0.98 | 29.6 | 0.99 | 28.4 | 0.99 | 25.4 | 1 | 27.6 | 1 | 24.3 | 0.99
LUCAS HEIGHTS | 8.7 | 0.91 | 8.1 | 0.91 | 8.1 | 0.91 | 6.8 | 0.97 | 7.8 | 0.97 | 7.5 | 0.97

## Demand Forecast - (ZS)
Demand Forecast - Zone Substation
Name | Summer | [9 empty] | Winter
| 2022/23 (MVA) | 2022/23 (PF) | 2023/24 (MVA) | 2023/24 (PF) | 2024/25 (MVA) | 2024/25 (PF) | 2025/26 (MVA) | 2025/26 (PF) | 2026/27 (MVA) | 2026/27 (PF) | 2023 (MVA) | 2023 (PF) | 2024 (MVA) | 2024 (PF) | 2025 (MVA) | 2025 (PF) | 2026 (MVA) | 2026 (PF) | 2027 (MVA) | 2027 (PF)
ABERDEEN | 5.7 | 1 | 5.6 | 1 | 5.6 | 1 | 5.6 | 1 | 5.5 | 1 | 3.6 | 0.99 | 3.5 | 0.99 | 3.5 | 0.99 | 3.4 | 0.99 | 3.4 | 0.99
ADAMSTOWN | 26.7 | 1 | 26.7 | 1 | 26.6 | 1 | 26.7 | 1 | 26.8 | 1 | 25.9 | 1 | 26.8 | 1 | 27 | 1 | 27.3 | 1 | 27.5 | 1
ARGENTON | 33.5 | 0.98 | 32.8 | 0.98 | 31.7 | 0.98 | 31.4 | 0.98 | 31.3 | 0.98 | 28.2 | 1 | 28.6 | 1 | 28.6 | 1 | 28.6 | 1 | 28.6 | 1
AUBURN | 28.9 | 0.97 | 31.7 | 0.97 | 31.5 | 0.97 | 31.2 | 0.97 | 30.8 | 0.97 | 24.3 | 0.98 | 24.7 | 0.98 | 25.1 | 0.98 | 25.5 | 0.98 | 25.9 | 0.98
AVOCA | 36 | 1 | 35.5 | 1 | 34.9 | 1 | 34.8 | 1 | 34.7 | 1 | 40 | 1 | 40.8 | 1 | 41.1 | 1 | 41.6 | 1 | 41.8 | 1
AVONDALE | 11.6 | 1 | 12.1 | 1 | 12.2 | 1 | 12.3 | 1 | 12.3 | 1 | 8.7 | 1 | 9 | 1 | 9.1 | 1 | 9.2 | 1 | 9.1 | 1
BAERAMI | 0.8 | 0.95 | 0.8 | 0.95 | 0.8 | 0.95 | 0.8 | 0.95 | 0.8 | 0.95 | 0.6 | 0.99 | 0.5 | 1 | 0.5 | 1 | 0.5 | 1 | 0.5 | 1
BALGOWLAH NORTH | 29.3 | 1 | 30.2 | 1 | 30.5 | 1 | 30.3 | 1 | 30.5 | 1 | 35.2 | 1 | 35.5 | 1 | 35.6 | 1 | 35.6 | 1 | 35.9 | 1
BANKSTOWN | 46.2 | 0.98 | 45.2 | 0.98 | 43.9 | 0.98 | 44.1 | 0.98 | 44.2 | 0.98 | 40.3 | 1 | 40.8 | 1 | 41.1 | 1 | 41.6 | 1 | 42.1 | 1
BASS HILL | 20.9 | 0.99 | 20.5 | 0.99 | 20.4 | 0.99 | 20.2 | 0.99 | 20.1 | 0.99 | 15.2 | 1 | 15.4 | 1 | 15.3 | 1 | 15.3 | 1 | 15.4 | 1
BEACON HILL | 18.8 | 1 | 18.4 | 1 | 17.9 | 1 | 17.5 | 1 | 17.1 | 1 | 17.2 | 1 | 17.4 | 1 | 17.6 | 1 | 17.8 | 1 | 18.1 | 1
BELMORE PARK | 8 | 0.98 | 73 | 0.97 | 70 | 0.97 | 68 | 0.97 | 65.5 | 0.96 | 7.7 | 0.9 | 27.4 | 0.96 | 62.6 | 0.96 | 62.2 | 0.96 | 61.9 | 0.96
BELROSE | 27.5 | 0.96 | 27.6 | 0.96 | 27.2 | 0.96 | 27.1 | 0.96 | 26.9 | 0.96 | 27.3 | 0.96 | 28 | 0.96 | 27.8 | 0.96 | 27.9 | 0.96 | 28 | 0.96
BERKELEY VALE | 44.5 | 0.98 | 45.4 | 0.98 | 45.1 | 0.98 | 45.1 | 0.98 | 44.8 | 0.98 | 37.3 | 1 | 38.4 | 1 | 38.7 | 1 | 39.1 | 1 | 39.2 | 1
BEROWRA | 21.7 | 0.92 | 20.7 | 0.92 | 19.9 | 0.92 | 19.4 | 0.92 | 19.3 | 0.92 | 23.4 | 0.97 | 23.3 | 0.97 | 23.2 | 0.97 | 23.2 | 0.97 | 23.2 | 0.97
BLACKWATTLE BAY | 0 |  | 0 |  | 0 |  | 0 |  | 0 |  | 0 |  | 0 |  | 0 |  | 0 |  | 0
BLAKEHURST | 21.4 | 0.99 | 23.7 | 0.99 | 24.1 | 0.99 | 24.6 | 0.99 | 25.1 | 0.99 | 24.4 | 0.96 | 25.3 | 0.96 | 25.8 | 0.96 | 26.4 | 0.96 | 26.7 | 0.96
BOTANY | 26.7 | 0.97 | 25.8 | 0.97 | 25 | 0.97 | 24.9 | 0.97 | 25 | 0.97 | 24.8 | 0.99 | 24.7 | 0.99 | 24.6 | 0.99 | 24.7 | 0.99 | 24.8 | 0.99
BRANDY HILL | 11.6 | 0.99 | 11.5 | 0.99 | 11.4 | 0.99 | 11.3 | 0.99 | 11.2 | 0.99 | 7.1 | 1 | 7.2 | 1 | 7.2 | 1 | 7.2 | 1 | 7.2 | 1
BRANXTON | 14.5 | 0.99 | 15.4 | 0.99 | 15.2 | 0.99 | 15 | 0.99 | 14.9 | 0.99 | 12.2 | 1 | 13.1 | 1 | 13.3 | 1 | 13.5 | 1 | 13.5 | 1
BROADMEADOW | 23.9 | 0.98 | 22.8 | 0.98 | 21.9 | 0.98 | 21.2 | 0.98 | 21.1 | 0.98 | 19.5 | 0.99 | 19.2 | 0.99 | 19.1 | 0.99 | 19.3 | 0.99 | 19.7 | 0.99
BROOKVALE | 37.6 | 1 | 38.7 | 1 | 37.7 | 1 | 36.9 | 1 | 36 | 1 | 35.7 | 1 | 37.2 | 1 | 37.3 | 1 | 37.7 | 1 | 38.3 | 1
BURWOOD | 78.4 | 1 | 81.1 | 1 | 82.9 | 1 | 82.9 | 1 | 82.5 | 1 | 60.1 | 1 | 64 | 1 | 65.5 | 1 | 68 | 1 | 69.8 | 1
CAMPBELL ST | 33 | 0.98 | 45.7 | 0.98 | 19.3 | 0.98 | 18.6 | 0.98 | 16.3 | 0.98 | 27.5 | 1 | 42.3 | 1 | 18.8 | 1 | 19.8 | 1 | 21.7 | 1
CAMPERDOWN | 27.7 | 1 | 32.9 | 1 | 32.9 | 1 | 32.8 | 1 | 32.4 | 1 | 25.6 | 1 | 27.3 | 1 | 28 | 1 | 28.7 | 1 | 29.2 | 1
CAMPERDOWN | 3.5 | 0.92 | 0 |  | 0 |  | 0 |  | 0 |  | 3.2 | 0.95 | 0 |  | 0 |  | 0 |  | 0
CAMPSIE | 75.5 | 0.97 | 77.8 | 0.97 | 79.1 | 0.97 | 80.1 | 0.97 | 80.3 | 0.97 | 66.9 | 0.99 | 68.4 | 0.99 | 69.4 | 0.99 | 70.6 | 0.99 | 71.6 | 0.99
CARDIFF | 19.4 | 0.99 | 18.8 | 0.99 | 18.3 | 0.99 | 18.1 | 0.99 | 18.1 | 0.99 | 15.6 | 1 | 15.9 | 1 | 16.1 | 1 | 16.2 | 1 | 16.2 | 1
CAREEL BAY | 10.1 | 0.99 | 10.1 | 0.99 | 10.1 | 0.99 | 10.1 | 0.99 | 10.3 | 0.99 | 12.7 | 0.99 | 12.7 | 0.99 | 12.7 | 0.99 | 12.7 | 0.99 | 12.8 | 0.99
CARINGBAH | 27.6 | 0.94 | 28.2 | 0.94 | 28.4 | 0.94 | 28.5 | 0.94 | 28.5 | 0.94 | 23.5 | 0.93 | 23.3 | 0.93 | 23.3 | 0.93 | 23.3 | 0.93 | 23.5 | 0.93
CASTLE COVE | 56.3 | 0.97 | 54.8 | 0.97 | 57.1 | 0.97 | 56.3 | 0.97 | 55.6 | 0.97 | 44.5 | 0.79 | 45.1 | 0.79 | 49.2 | 0.78 | 50 | 0.78 | 50.8 | 0.78
CESSNOCK SOUTH | 30.4 | 0.99 | 30.8 | 0.99 | 30.9 | 0.99 | 31 | 0.99 | 30.9 | 0.99 | 19 | 1 | 19.5 | 1 | 19.5 | 1 | 19.7 | 1 | 19.8 | 1
CHARLESTOWN | 33.7 | 1 | 33.6 | 1 | 33.2 | 1 | 32.9 | 1 | 32.7 | 1 | 28.2 | 1 | 28.4 | 1 | 28.4 | 1 | 28.4 | 1 | 28.5 | 1
CHARMHAVEN | 47.3 | 0.99 | 45.8 | 0.99 | 44.5 | 0.99 | 44.3 | 0.99 | 44.2 | 0.99 | 36.7 | 1 | 36.6 | 1 | 36.4 | 1 | 36.5 | 1 | 36.7 | 1
CHATSWOOD | 45 | 0.91 | 47.9 | 0.91 | 45.6 | 0.91 | 46.1 | 0.91 | 46.4 | 0.91 | 43.6 | 0.94 | 45.8 | 0.94 | 43.1 | 0.94 | 43.7 | 0.94 | 44.5 | 0.94
CITY CENTRAL | 74.4 | 1 | 76.2 | 1 | 78.2 | 1 | 78.8 | 1 | 77 | 1 | 59.5 | 1 | 62.5 | 1 | 66.3 | 1 | 67.8 | 1 | 68.2 | 1
CITY EAST | 23.2 | 0.98 | 0 |  | 0 |  | 0 |  | 0 |  | 19.2 | 0.98 | 0 |  | 0 |  | 0 |  | 0
CITY NORTH | 85.7 | 1 | 88.1 | 1 | 89.7 | 1 | 89.5 | 1 | 87.5 | 1 | 47.6 | 0.97 | 50.8 | 0.96 | 53.7 | 0.95 | 55.9 | 0.94 | 57.7 | 0.93
CITY SOUTH | 92.1 | 0.94 | 95.2 | 0.95 | 97.1 | 0.95 | 97.1 | 0.95 | 95 | 0.95 | 69 | 1 | 74.1 | 1 | 76.8 | 1 | 78.1 | 1 | 78.2 | 1
CLOVELLY | 35.2 | 0.99 | 37.1 | 0.99 | 37.9 | 0.99 | 38.8 | 0.99 | 39.4 | 0.99 | 47.7 | 1 | 49.7 | 1 | 50.7 | 1 | 51.7 | 1 | 52.4 | 1
CONCORD | 48 | 0.96 | 47.2 | 0.96 | 46.9 | 0.96 | 47.6 | 0.96 | 47.7 | 0.96 | 34.1 | 0.98 | 34.3 | 0.98 | 35.6 | 0.98 | 36.4 | 0.98 | 37.2 | 0.98
CRONULLA | 50.5 | 0.98 | 52.5 | 0.98 | 53 | 0.98 | 53.6 | 0.98 | 53.6 | 0.98 | 60.9 | 0.99 | 62.8 | 0.99 | 63.9 | 0.99 | 64.9 | 0.99 | 65.3 | 0.99
CROUDACE BAY | 21.5 | 1 | 20.6 | 1 | 20.1 | 1 | 19.8 | 1 | 19.7 | 1 | 15.2 | 1 | 15.4 | 1 | 15.4 | 1 | 15.5 | 1 | 15.5 | 1
CROWS NEST | 42.5 | 1 | 48.5 | 1 | 45.8 | 1 | 44.9 | 1 | 44.6 | 1 | 42.3 | 0.96 | 50 | 0.96 | 49.6 | 0.96 | 50.2 | 0.96 | 50.9 | 0.96
CROYDON | 34 | 1 | 33.5 | 1 | 33.6 | 1 | 34.3 | 1 | 34.8 | 1 | 34.5 | 0.99 | 36.2 | 0.99 | 37.2 | 0.99 | 37.9 | 0.99 | 38.8 | 0.99
DALLEY ST | 34.9 | 1 | 0 |  | 0 |  | 0 |  | 0 |  | 28.4 | 1 | 32.7 | 1 | 0 |  | 0 |  | 0
DARLING HARBOUR | 56.5 | 0.98 | 57.1 | 0.98 | 58.5 | 0.98 | 59.2 | 0.98 | 60.3 | 0.98 | 43 | 0.99 | 48.4 | 0.99 | 48.1 | 0.99 | 48.7 | 0.99 | 49.7 | 0.99
DARLINGHURST | 38.9 | 0.98 | 21.9 | 0.98 | 21.5 | 0.98 | 21.2 | 0.98 | 21 | 0.98 | 33.3 | 1 | 16.5 | 1 | 16.6 | 1 | 16.9 | 1 | 17.5 | 1
DEE WHY WEST | 32.8 | 0.93 | 33.7 | 0.93 | 34 | 0.93 | 34.5 | 0.93 | 35.3 | 0.93 | 43.5 | 0.98 | 44.4 | 0.98 | 44.8 | 0.98 | 45.6 | 0.98 | 46.2 | 0.98
DENMAN | 6.6 | 0.99 | 6.6 | 0.99 | 6.7 | 0.99 | 6.7 | 0.99 | 6.7 | 0.99 | 3.6 | 1 | 3.5 | 1 | 3.5 | 1 | 3.4 | 1 | 3.4 | 1
DOUBLE BAY | 52.7 | 0.98 | 51.2 | 0.98 | 50.5 | 0.98 | 50.3 | 0.98 | 50.3 | 0.98 | 56.7 | 1 | 57.1 | 1 | 57.4 | 1 | 58.2 | 1 | 59.1 | 1
DRUMMOYNE | 54.3 | 0.97 | 57.8 | 0.97 | 59 | 0.97 | 59.7 | 0.97 | 60.4 | 0.97 | 59.2 | 0.98 | 60.8 | 0.98 | 61.3 | 0.98 | 62.7 | 0.98 | 63.9 | 0.98
DULWICH HILL | 0 |  | 0 |  | 0 |  | 0 |  | 0 |  | 0 |  | 0 |  | 0 |  | 0 |  | 0
EDGEWORTH | 29.8 | 1 | 30.2 | 1 | 30.3 | 1 | 30.2 | 1 | 30 | 1 | 19.1 | 1 | 19.6 | 1 | 19.8 | 1 | 20 | 1 | 19.9 | 1
EMPIRE BAY | 12.6 | 0.99 | 12.7 | 0.99 | 12.7 | 0.99 | 12.7 | 0.99 | 12.7 | 0.99 | 12.4 | 1 | 12.7 | 1 | 12.7 | 1 | 12.9 | 1 | 12.9 | 1
ENGADINE | 32.5 | 1 | 32.7 | 1 | 32.4 | 1 | 32.2 | 1 | 32 | 1 | 28.7 | 1 | 28.2 | 1 | 27.7 | 1 | 27.6 | 1 | 27.6 | 1
EPPING | 59.4 | 1 | 61.1 | 1 | 62.1 | 1 | 62.8 | 1 | 62.5 | 1 | 46.5 | 1 | 50.5 | 1 | 52.4 | 1 | 54 | 1 | 55.1 | 1
ERINA | 33.2 | 1 | 33 | 1 | 32.5 | 1 | 32.1 | 1 | 31.6 | 1 | 23.2 | 0.99 | 23.6 | 0.98 | 23.7 | 0.98 | 24.1 | 0.98 | 24.6 | 0.98
FLEMINGTON | 44 | 0.95 | 43.3 | 0.95 | 42.9 | 0.95 | 42.5 | 0.95 | 41.6 | 0.95 | 34.1 | 0.95 | 33.6 | 0.95 | 33.9 | 0.95 | 34.1 | 0.95 | 34.8 | 0.95
GALSTON | 11.2 | 0.97 | 11 | 0.97 | 10.8 | 0.97 | 10.8 | 0.97 | 10.8 | 0.97 | 9.6 | 0.99 | 9.9 | 0.99 | 10.1 | 0.99 | 10.3 | 0.99 | 10.4 | 0.99
GATESHEAD | 15.6 | 0.9 | 15.4 | 0.9 | 15.2 | 0.9 | 15.1 | 0.9 | 15.1 | 0.9 | 15.5 | 0.9 | 15.5 | 0.9 | 15.4 | 0.9 | 15.4 | 0.9 | 15.4 | 0.9
GORE HILL | 46.1 | 0.96 | 40.8 | 0.96 | 39.9 | 0.96 | 38.8 | 0.96 | 43.7 | 0.96 | 35.4 | 0.92 | 36.5 | 0.92 | 35.4 | 0.92 | 35.9 | 0.92 | 42.4 | 0.92
GREEN SQUARE | 57 | 0.99 | 57.6 | 0.99 | 63.2 | 0.99 | 63 | 0.99 | 62 | 0.99 | 44.7 | 1 | 46.5 | 1 | 47.8 | 1 | 54 | 1 | 55 | 1
GREENACRE | 58.8 | 0.98 | 58.1 | 0.98 | 57.7 | 0.98 | 57.4 | 0.98 | 57.4 | 0.98 | 45.9 | 0.99 | 46.8 | 0.99 | 47.4 | 0.99 | 48.2 | 0.99 | 49.2 | 0.99
GREENACRE PARK | 0 |  | 0 |  | 0 |  | 0 |  | 0 |  | 0 |  | 0 |  | 0 |  | 0 |  | 0
HARBORD | 17.4 | 0.92 | 17.5 | 0.92 | 17.7 | 0.92 | 18.1 | 0.92 | 18.7 | 0.92 | 22.4 | 0.96 | 22.2 | 0.96 | 22 | 0.96 | 22.3 | 0.96 | 22.7 | 0.96
HOMEBUSH BAY | 43.6 | 0.99 | 44.1 | 0.99 | 44.6 | 0.99 | 41.6 | 0.99 | 41 | 0.99 | 32.2 | 1 | 34 | 1 | 35.4 | 1 | 33.7 | 1 | 34.7 | 1
HORNSBY | 72.1 | 1 | 71.9 | 1 | 71.4 | 1 | 71.1 | 1 | 70.4 | 1 | 66.7 | 1 | 67.8 | 1 | 68.7 | 1 | 69.7 | 1 | 70.4 | 1
HUNTERS HILL | 58.9 | 0.99 | 58.9 | 0.99 | 59.3 | 0.99 | 59.9 | 0.99 | 60.2 | 0.99 | 54.1 | 0.99 | 55.4 | 0.99 | 56.2 | 0.99 | 57.1 | 0.99 | 57.8 | 0.99
HURSTVILLE NORTH | 22.4 | 1 | 22.9 | 1 | 22.9 | 1 | 22.9 | 1 | 23.3 | 1 | 19.9 | 1 | 19.8 | 1 | 19.9 | 1 | 20.1 | 1 | 20.4 | 1
JANNALI | 29 | 1 | 28.4 | 1 | 27.8 | 1 | 27.6 | 1 | 27.6 | 1 | 33.1 | 0.9 | 33.3 | 0.9 | 33.3 | 0.9 | 33.5 | 0.9 | 33.5 | 0.9
JESMOND | 46.1 | 0.99 | 46.8 | 0.99 | 46.9 | 0.99 | 47 | 0.99 | 46.9 | 0.99 | 36.5 | 1 | 37.6 | 1 | 38 | 1 | 38.4 | 1 | 38.5 | 1
JEWELLS | 14.3 | 0.99 | 14.2 | 0.99 | 13.8 | 0.99 | 13.8 | 0.99 | 13.8 | 0.99 | 13 | 1 | 13.3 | 1 | 13.2 | 1 | 13.3 | 1 | 13.3 | 1
KILLARNEY | 12.7 | 0.99 | 12.3 | 0.99 | 12.3 | 0.99 | 12.4 | 0.99 | 12.5 | 0.99 | 14.2 | 0.98 | 14.2 | 0.98 | 14.1 | 0.98 | 14.2 | 0.98 | 14.3 | 0.98
KINGSFORD | 57.4 | 0.99 | 58.6 | 0.99 | 61.2 | 0.99 | 61.2 | 0.99 | 61.6 | 0.99 | 58.9 | 1 | 62.4 | 1 | 62.6 | 1 | 63 | 1 | 63.8 | 1
KIRRAWEE | 37.7 | 0.92 | 37.9 | 0.92 | 37.6 | 0.92 | 37.5 | 0.92 | 37.3 | 0.92 | 42.1 | 1 | 43.1 | 1 | 43.6 | 1 | 44.2 | 1 | 44.4 | 1
KOGARAH | 67 | 0.99 | 69.7 | 0.99 | 70.3 | 0.99 | 70.8 | 0.99 | 71.2 | 0.99 | 61.2 | 1 | 61.5 | 1 | 61.8 | 1 | 62.6 | 1 | 63.3 | 1
KOTARA | 22.9 | 0.98 | 22.8 | 0.98 | 22.6 | 0.98 | 22.4 | 0.98 | 22.1 | 0.98 | 16 | 1 | 16.2 | 1 | 16.2 | 1 | 16.4 | 1 | 16.4 | 1
KURNELL SOUTH | 4.8 | 0.98 | 5.7 | 0.98 | 6.2 | 0.98 | 6.5 | 0.98 | 6.5 | 0.98 | 5.4 | 0.94 | 6.1 | 0.94 | 6.4 | 0.94 | 6.6 | 0.94 | 6.6 | 0.94
KURRI | 34 | 1 | 33.6 | 1 | 33.1 | 1 | 33 | 1 | 33.2 | 0.98 | 23.7 | 1 | 24.2 | 0.99 | 24.5 | 0.99 | 24.7 | 0.99 | 24.9 | 0.99
LAKE MUNMORAH | 24.4 | 0.99 | 24.4 | 0.99 | 24.4 | 0.99 | 24.5 | 0.99 | 24.5 | 0.99 | 20.8 | 1 | 21.2 | 1 | 21.4 | 1 | 21.7 | 1 | 21.8 | 1
LEICHHARDT | 34.7 | 0.99 | 38.8 | 0.99 | 39 | 0.99 | 39.7 | 0.99 | 40.3 | 0.99 | 41.1 | 1 | 44.1 | 1 | 44.9 | 1 | 45.5 | 1 | 46.1 | 1
LEIGHTONFIELD | 24.1 | 0.95 | 24.7 | 0.95 | 24.1 | 0.95 | 23.6 | 0.95 | 23.3 | 0.95 | 19.5 | 0.97 | 20.2 | 0.97 | 20.1 | 0.97 | 20.4 | 0.97 | 20.9 | 0.97
LIDCOMBE | 19.9 | 0.9 | 22 | 0.9 | 23.5 | 0.9 | 24 | 0.9 | 23.9 | 0.9 | 14.7 | 0.96 | 17.8 | 0.96 | 20 | 0.96 | 21.3 | 0.96 | 21.5 | 0.96
LINDFIELD | 32.2 | 0.87 | 33.3 | 0.87 | 33.6 | 0.87 | 33.9 | 0.87 | 34.1 | 0.87 | 31.2 | 0.84 | 31.3 | 0.84 | 31.3 | 0.84 | 31.7 | 0.84 | 32.1 | 0.84
LISAROW | 23.2 | 1 | 23.2 | 1 | 23.8 | 1 | 23.8 | 1 | 23.7 | 1 | 20.2 | 1 | 20.2 | 1 | 20.9 | 1 | 21 | 1 | 21.2 | 1
LONG JETTY | 42.4 | 0.9 | 42.5 | 0.9 | 42.4 | 0.9 | 42.6 | 0.9 | 42.5 | 0.9 | 44.4 | 0.9 | 45.2 | 0.9 | 45.5 | 0.9 | 46 | 0.9 | 46.3 | 0.9
MACQUARIE PARK | 85.1 | 0.99 | 79.5 | 0.99 | 77.7 | 0.99 | 76 | 0.99 | 74.7 | 0.99 | 53.9 | 0.99 | 54.6 | 0.99 | 53.3 | 0.99 | 52.8 | 0.99 | 53.5 | 0.99
MAITLAND | 26.9 | 0.98 | 24.4 | 0.98 | 23.8 | 0.98 | 24.2 | 0.98 | 23.9 | 0.98 | 17.2 | 1 | 16.9 | 1 | 17.4 | 1 | 17.5 | 1 | 17.6 | 1
MANLY | 14.1 | 0.91 | 14.1 | 0.91 | 14.2 | 0.91 | 14.6 | 0.91 | 15 | 0.91 | 20.5 | 0.95 | 21.3 | 0.95 | 21.9 | 0.95 | 22.5 | 0.95 | 22.9 | 0.95
MAROUBRA | 42.3 | 0.9 | 46.6 | 0.9 | 47.2 | 0.9 | 47.9 | 0.9 | 48.2 | 0.9 | 47.1 | 0.9 | 50.6 | 0.9 | 51.6 | 0.9 | 52.5 | 0.9 | 52.8 | 0.9
MARRICKVILLE | 44.4 | 0.99 | 45.7 | 0.99 | 44.8 | 0.99 | 45.7 | 0.99 | 46.4 | 0.99 | 49.6 | 1 | 49 | 1 | 49.9 | 1 | 50.9 | 1 | 51.9 | 1
MARYLAND | 26.8 | 0.99 | 28.6 | 0.99 | 28.5 | 0.99 | 28.5 | 0.99 | 28.3 | 0.99 | 18.3 | 1 | 18.8 | 1 | 19 | 1 | 19.2 | 1 | 19.3 | 1
MASCOT | 34.8 | 0.87 | 29.8 | 0.87 | 30 | 0.87 | 29.9 | 0.87 | 29.3 | 0.87 | 25.9 | 1 | 23.1 | 1 | 23.9 | 1 | 24.4 | 1 | 25 | 1
MAYFIELD WEST | 22.6 | 0.96 | 22.5 | 0.96 | 22.3 | 0.96 | 21.9 | 0.96 | 21.7 | 0.96 | 20.3 | 0.97 | 20.5 | 0.97 | 20.7 | 0.97 | 21 | 0.97 | 21.3 | 0.97
MEADOWBANK | 76.1 | 0.93 | 78.6 | 0.93 | 80.6 | 0.93 | 81.7 | 0.93 | 83.3 | 0.93 | 59 | 0.98 | 60.8 | 0.98 | 62.8 | 0.98 | 64.6 | 0.98 | 66.5 | 0.98
MEDOWIE | 14.7 | 0.99 | 14.6 | 0.99 | 14.3 | 0.99 | 14.1 | 0.99 | 14.1 | 0.99 | 11.2 | 1 | 11.4 | 1 | 11.4 | 1 | 11.5 | 1 | 11.5 | 1
MENAI | 45 | 0.99 | 44.3 | 0.99 | 43.5 | 0.99 | 43.1 | 0.99 | 42.8 | 0.99 | 37.7 | 0.99 | 37.5 | 0.99 | 37.2 | 0.99 | 37.2 | 0.99 | 37.2 | 0.99
MERRIWA | 3.7 | 0.99 | 3.7 | 0.99 | 3.6 | 0.99 | 3.7 | 0.99 | 3.7 | 0.99 | 2.9 | 1 | 2.9 | 1 | 2.8 | 1 | 2.9 | 1 | 2.9 | 1
METFORD | 41.7 | 0.99 | 40.5 | 0.99 | 40.1 | 0.99 | 38.3 | 0.99 | 37.9 | 0.99 | 33 | 1 | 33.8 | 1 | 33.6 | 1 | 34.2 | 1 | 34.3 | 1
MILPERRA | 42.1 | 0.96 | 42.9 | 0.96 | 43 | 0.96 | 42.6 | 0.96 | 41.6 | 0.96 | 42.2 | 0.97 | 45.7 | 0.97 | 47.6 | 0.97 | 49 | 0.97 | 49.8 | 0.97
MIRANDA | 30.8 | 0.96 | 30.2 | 0.96 | 29.6 | 0.96 | 29.4 | 0.96 | 29.2 | 0.96 | 28.5 | 0.98 | 28.8 | 0.98 | 28.9 | 0.98 | 29.2 | 0.98 | 29.2 | 0.98
MITCHELL LINE | 7.4 | 1 | 7.1 | 1 | 6.9 | 1 | 6.8 | 1 | 6.8 | 1 | 6.8 | 1 | 6.8 | 1 | 6.8 | 1 | 6.8 | 1 | 6.8 | 1
MITCHELLS FLAT | 1.7 | 1 | 1.7 | 1 | 1.7 | 1 | 1.7 | 1 | 1.6 | 1 | 1.2 | 1 | 1.2 | 1 | 1.2 | 1 | 1.2 | 1 | 1.2 | 1
MONA VALE | 30.6 | 0.9 | 30.2 | 0.9 | 29.5 | 0.9 | 29.3 | 0.9 | 29.3 | 0.9 | 34.4 | 0.9 | 34.8 | 0.9 | 35 | 0.9 | 35.4 | 0.9 | 35.6 | 0.9
MOONAN | 0.8 | 0.9 | 0.8 | 0.9 | 0.8 | 0.9 | 0.8 | 0.9 | 0.8 | 0.9 | 0.9 | 0.9 | 0.9 | 0.9 | 0.9 | 0.9 | 0.9 | 0.9 | 0.9 | 0.9
MORISSET | 28.9 | 0.99 | 30.9 | 0.99 | 31.3 | 0.99 | 31.4 | 0.99 | 31.2 | 0.99 | 24.6 | 1 | 25.6 | 1 | 26.1 | 1 | 26.2 | 1 | 26.2 | 1
MORTDALE | 43.9 | 0.99 | 42.4 | 0.99 | 41.6 | 0.99 | 41.5 | 0.99 | 41.7 | 0.99 | 42.6 | 1 | 42.8 | 1 | 42.8 | 1 | 43.2 | 1 | 43.5 | 1
MOSMAN | 61.3 | 1 | 62.4 | 1 | 60.9 | 1 | 62 | 1 | 63.1 | 1 | 79.6 | 1 | 80.2 | 1 | 79.7 | 1 | 81.1 | 1 | 82.6 | 1
MOUNT HUTTON | 18.8 | 1 | 18.3 | 1 | 17.8 | 1 | 17.6 | 1 | 17.6 | 1 | 14.3 | 1 | 14 | 1 | 13.8 | 1 | 13.7 | 1 | 13.7 | 1
MUSWELLBROOK | 17.1 | 0.99 | 17 | 0.99 | 16.9 | 0.99 | 16.9 | 0.99 | 16.9 | 0.99 | 12.7 | 0.9 | 12.9 | 0.9 | 13 | 0.9 | 13.1 | 0.89 | 13.1 | 0.89
NARRABEEN | 11.4 | 0.94 | 11.5 | 0.94 | 11.6 | 0.94 | 11.8 | 0.94 | 12 | 0.94 | 13.7 | 0.96 | 13.9 | 0.96 | 14 | 0.96 | 14.2 | 0.96 | 14.3 | 0.96
NELSON BAY | 25.1 | 0.99 | 25.4 | 0.99 | 25.4 | 0.99 | 25.5 | 0.99 | 25.4 | 0.99 | 25.1 | 1 | 25.9 | 1 | 26.4 | 1 | 26.7 | 1 | 26.7 | 1
NEW LAMBTON | 19.2 | 0.96 | 19.4 | 0.96 | 19.5 | 0.96 | 19.5 | 0.96 | 19.4 | 0.96 | 12.2 | 0.97 | 12.3 | 0.97 | 12.4 | 0.97 | 12.4 | 0.97 | 12.4 | 0.97
NEWCASTLE CBD | 40.7 | 1 | 36.4 | 1 | 35.1 | 1 | 34 | 1 | 33.3 | 1 | 32.3 | 1 | 30.5 | 1 | 30.7 | 1 | 31.2 | 1 | 31.9 | 1
NEWPORT | 12.5 | 0.99 | 12.6 | 0.99 | 12.6 | 0.99 | 12.6 | 0.99 | 12.7 | 0.99 | 16.8 | 0.98 | 17.2 | 0.98 | 17.4 | 0.98 | 17.6 | 0.98 | 17.7 | 0.98
NORAVILLE | 24.3 | 0.94 | 24.8 | 0.94 | 24.9 | 0.94 | 25.1 | 0.94 | 25 | 0.94 | 26.1 | 0.98 | 26.9 | 0.98 | 27.3 | 0.98 | 27.6 | 0.98 | 27.8 | 0.98
NORTH HEAD | 17 | 0.92 | 17 | 0.92 | 17 | 0.92 | 17 | 0.92 | 17 | 0.92 | 15.1 | 0.93 | 15.1 | 0.93 | 15.2 | 0.93 | 15.2 | 0.93 | 15.2 | 0.93
NORTH SYDNEY | 60.8 | 0.99 | 64.5 | 0.99 | 64.6 | 0.99 | 61.7 | 0.99 | 60.8 | 0.99 | 51.9 | 1 | 56.9 | 1 | 57.8 | 1 | 56.5 | 1 | 57.7 | 1
NULKABA | 19.6 | 1 | 19.1 | 1 | 18.7 | 1 | 18.4 | 1 | 18.2 | 1 | 13.2 | 1 | 13.1 | 1 | 13 | 1 | 13 | 1 | 13.1 | 1
OLYMPIC PARK | 33.5 | 0.99 | 40.1 | 0.99 | 40.9 | 0.99 | 41.2 | 0.99 | 41.1 | 0.99 | 29.3 | 0.9 | 30.4 | 0.9 | 31.4 | 0.9 | 32.2 | 0.9 | 33 | 0.9
PADDINGTON | 28.5 | 0.99 | 27.9 | 0.99 | 27.7 | 0.99 | 28.4 | 0.99 | 29.2 | 0.99 | 32.4 | 1 | 33.4 | 1 | 34 | 1 | 34.8 | 1 | 35.7 | 1
PAXTON | 7.8 | 0.9 | 7.8 | 0.9 | 7.8 | 0.9 | 7.8 | 0.9 | 7.8 | 0.9 | 6.1 | 0.9 | 6.3 | 0.9 | 6.3 | 0.9 | 6.4 | 0.9 | 6.5 | 0.9
PEATS RIDGE | 10.2 | 0.96 | 9.8 | 0.96 | 9.5 | 0.96 | 9.4 | 0.96 | 9.3 | 0.96 | 9.7 | 0.86 | 9.7 | 0.86 | 9.7 | 0.86 | 9.8 | 0.86 | 9.8 | 0.86
PELICAN | 10.9 | 0.99 | 10.7 | 0.99 | 11.3 | 0.99 | 11.3 | 0.99 | 11.3 | 0.99 | 10.7 | 0.99 | 10.8 | 0.99 | 11.5 | 0.99 | 11.5 | 0.99 | 11.5 | 0.99
PENNANT HILLS | 78.2 | 0.96 | 77.2 | 0.96 | 75.9 | 0.96 | 75.6 | 0.96 | 75.5 | 0.96 | 65.3 | 0.96 | 66.4 | 0.96 | 67.1 | 0.96 | 68.2 | 0.96 | 69 | 0.96
PORT BOTANY | 18.3 | 0.96 | 17.9 | 0.96 | 17.7 | 0.96 | 17.5 | 0.96 | 17.5 | 0.96 | 14.8 | 0.96 | 14.6 | 0.96 | 14.4 | 0.96 | 14.4 | 0.96 | 14.6 | 0.96
POTTS HILL | 38.4 | 0.99 | 38.8 | 0.99 | 38.7 | 0.99 | 39.1 | 0.99 | 39.4 | 0.99 | 34.1 | 1 | 35.7 | 1 | 36.4 | 1 | 37.1 | 1 | 37.5 | 1
PUNCHBOWL | 38 | 1 | 37.4 | 1 | 37.2 | 1 | 37.3 | 1 | 37.3 | 1 | 39.4 | 1 | 41.1 | 1 | 42.4 | 1 | 43.6 | 1 | 44.3 | 1
PYMBLE | 32.5 | 0.92 | 32.5 | 0.92 | 32.2 | 0.92 | 32.3 | 0.92 | 32.3 | 0.92 | 32.6 | 0.98 | 33.9 | 0.98 | 34.8 | 0.98 | 35.5 | 0.98 | 35.7 | 0.98
RATHMINES | 15.3 | 0.99 | 15.3 | 0.99 | 15.2 | 0.99 | 15.2 | 0.99 | 15.1 | 0.99 | 13.1 | 1 | 13.4 | 1 | 13.5 | 1 | 13.6 | 1 | 13.6 | 1
RAYMOND TERRACE | 20.9 | 0.99 | 20.5 | 0.99 | 20 | 0.99 | 19.7 | 0.99 | 19.5 | 0.99 | 21.1 | 1 | 21.8 | 1 | 22.2 | 1 | 22.4 | 1 | 22.4 | 1
REVESBY | 46.2 | 0.98 | 46.3 | 0.98 | 46.1 | 0.98 | 46.1 | 0.98 | 46 | 0.98 | 42.1 | 0.98 | 42.6 | 0.98 | 42.7 | 0.98 | 43 | 0.98 | 43.2 | 0.98
RIVERWOOD | 27 | 0.95 | 26.8 | 0.95 | 26.6 | 0.95 | 26.6 | 0.95 | 26.6 | 0.95 | 27.8 | 0.97 | 28.4 | 0.97 | 28.8 | 0.97 | 29.2 | 0.97 | 29.4 | 0.97
ROCKDALE | 38.3 | 1 | 43 | 1 | 44.9 | 1 | 46.4 | 1 | 47.1 | 1 | 38.7 | 1 | 42.8 | 1 | 44.4 | 1 | 45.6 | 1 | 46.3 | 1
ROSE BAY | 39 | 1 | 39.5 | 1 | 40.4 | 1 | 41.5 | 1 | 42.9 | 1 | 47.2 | 1 | 47.3 | 1 | 48.1 | 1 | 49.3 | 1 | 50.4 | 1
ROTHBURY | 13.1 | 1 | 12.7 | 1 | 13 | 1 | 13.2 | 1 | 13.2 | 1 | 8 | 0.9 | 7.8 | 0.9 | 8 | 0.9 | 8.1 | 0.9 | 8.2 | 0.9
ROUCHEL | 1.3 | 0.96 | 1.3 | 0.96 | 1.3 | 0.96 | 1.3 | 0.96 | 1.3 | 0.96 | 0.8 | 0.97 | 0.7 | 0.97 | 0.7 | 0.97 | 0.7 | 0.97 | 0.7 | 0.97
RUTHERFORD | 31.1 | 1 | 32 | 1 | 31.1 | 1 | 30.7 | 1 | 30.3 | 1 | 24 | 1 | 25.3 | 1 | 25.5 | 1 | 25.8 | 1 | 26.2 | 1
SANS SOUCI | 17.2 | 0.98 | 17.3 | 0.98 | 17.4 | 0.98 | 17.6 | 0.98 | 17.8 | 0.98 | 17.5 | 0.99 | 17.9 | 0.99 | 18.2 | 0.99 | 18.4 | 0.99 | 18.5 | 0.99
SCONE | 17.6 | 1 | 18 | 1 | 17.8 | 1 | 17.8 | 1 | 17.7 | 1 | 13.3 | 1 | 13.7 | 1 | 13.7 | 1 | 13.7 | 1 | 13.6 | 1
SEFTON | 55.2 | 0.95 | 54.9 | 0.95 | 54 | 0.95 | 54 | 0.95 | 54.2 | 0.95 | 43.5 | 0.97 | 43.7 | 0.97 | 43.5 | 0.97 | 43.7 | 0.97 | 44.1 | 0.97
SINGLETON | 19.9 | 0.9 | 19.1 | 0.9 | 18.3 | 0.9 | 17.8 | 0.9 | 17.4 | 0.9 | 14.4 | 0.9 | 14.4 | 0.9 | 14.4 | 0.9 | 14.5 | 0.9 | 14.5 | 0.9
SINGLETON NORTH | 16.7 | 0.94 | 16.4 | 0.94 | 16.1 | 0.94 | 15.9 | 0.94 | 15.8 | 0.94 | 12.2 | 0.95 | 12.3 | 0.95 | 12.3 | 0.95 | 12.3 | 0.95 | 12.2 | 0.95
SOMERSBY | 16.3 | 0.98 | 16.8 | 0.98 | 17 | 0.98 | 17.2 | 0.98 | 17.3 | 0.98 | 18.8 | 0.97 | 19.3 | 0.97 | 19.8 | 0.97 | 20.2 | 0.97 | 20.6 | 0.97
ST IVES | 45.9 | 0.97 | 45.2 | 0.97 | 44.8 | 0.97 | 44.8 | 0.97 | 44.8 | 0.97 | 45.4 | 0.97 | 46.1 | 0.97 | 46.4 | 0.97 | 46.8 | 0.97 | 47 | 0.97
ST PETERS | 60.7 | 0.99 | 59.2 | 0.99 | 60.1 | 0.99 | 59.5 | 0.99 | 60 | 0.99 | 58.1 | 1 | 61.8 | 1 | 63.4 | 1 | 64.8 | 1 | 65.8 | 1
STOCKTON | 7.7 | 1 | 7.5 | 1 | 7.3 | 1 | 7.3 | 1 | 7.2 | 1 | 7 | 1 | 7.1 | 1 | 7.2 | 1 | 7.2 | 1 | 7.2 | 1
STRATHFIELD SOUTH | 36.9 | 0.99 | 38.5 | 0.99 | 39 | 0.99 | 39.7 | 0.99 | 40.3 | 0.99 | 26 | 1 | 26.9 | 1 | 27 | 1 | 27.5 | 1 | 28.3 | 1
SUMMER HILL | 45.4 | 0.98 | 45.9 | 0.98 | 46.2 | 0.98 | 46.3 | 0.98 | 46.3 | 0.98 | 48.7 | 0.97 | 49.8 | 0.97 | 50.6 | 0.97 | 51.6 | 0.97 | 52.7 | 0.97
SURRY HILLS | 26.6 | 0.93 | 26 | 0.93 | 49.1 | 0.96 | 47.8 | 0.96 | 47.6 | 0.96 | 24.1 | 0.94 | 23.6 | 0.94 | 46.7 | 0.98 | 46.5 | 0.98 | 47.6 | 0.98
SWANSEA | 13.1 | 1 | 13.2 | 1 | 13.1 | 1 | 13.1 | 1 | 13.1 | 1 | 13.5 | 1 | 13.8 | 1 | 13.9 | 1 | 14 | 1 | 14.1 | 1
TANILBA BAY | 11 | 0.99 | 10.8 | 0.99 | 10.6 | 0.99 | 10.5 | 0.99 | 10.4 | 0.99 | 10.2 | 1 | 10.3 | 1 | 10.4 | 1 | 10.5 | 1 | 10.4 | 1
TARRO | 19.8 | 0.95 | 19.9 | 0.95 | 19.8 | 0.95 | 19.9 | 0.95 | 19.7 | 0.95 | 16.8 | 0.97 | 16.5 | 0.97 | 16.4 | 0.97 | 16.5 | 0.97 | 16.7 | 0.97
TELARAH | 16.3 | 1 | 16.7 | 1 | 16.7 | 1 | 17.4 | 1 | 17.3 | 1 | 9.9 | 1 | 10.1 | 1 | 10.4 | 1 | 10.5 | 1 | 10.5 | 1
TERREY HILLS | 16 | 0.94 | 15.9 | 0.94 | 15.8 | 0.94 | 15.7 | 0.94 | 15.5 | 0.94 | 12.6 | 0.97 | 12.6 | 0.97 | 12.7 | 0.97 | 12.9 | 0.97 | 13.2 | 0.97
THORNTON | 33.2 | 0.99 | 36.6 | 0.99 | 36.3 | 1 | 36.5 | 0.99 | 36.3 | 0.99 | 21.4 | 0.93 | 23.1 | 0.92 | 23.7 | 0.92 | 24.1 | 0.92 | 24.4 | 0.91
TIGHES HILL | 22.4 | 0.97 | 25.7 | 0.97 | 25.7 | 0.97 | 25.8 | 0.97 | 25.8 | 0.97 | 22.7 | 0.98 | 25.6 | 0.98 | 25.7 | 0.98 | 25.8 | 0.98 | 25.8 | 0.98
TOMAGO | 11.1 | 0.94 | 13.8 | 0.94 | 13.7 | 0.94 | 13.5 | 0.94 | 13.3 | 0.94 | 12 | 0.96 | 14 | 0.96 | 13.9 | 0.96 | 13.9 | 0.96 | 14 | 0.96
TOMALPIN | 1.5 | 0.92 | 1.5 | 0.92 | 1.5 | 0.92 | 1.5 | 0.92 | 1.5 | 0.92 | 1.7 | 0.95 | 1.7 | 0.95 | 1.7 | 0.95 | 1.6 | 0.95 | 1.6 | 0.95
TOMAREE | 15.8 | 0.99 | 15.6 | 0.99 | 15.3 | 0.99 | 15.2 | 0.99 | 15.2 | 0.99 | 15.8 | 1 | 16.2 | 1 | 16.5 | 1 | 16.7 | 0.99 | 16.7 | 0.99
TOP RYDE | 56.7 | 0.99 | 56.3 | 0.99 | 55.6 | 0.99 | 55 | 0.99 | 54.2 | 0.99 | 38.4 | 1 | 38.1 | 1 | 38 | 1 | 38.3 | 1 | 38.9 | 1
TORONTO WEST | 21.9 | 0.99 | 21.7 | 0.99 | 21.4 | 0.99 | 21.2 | 0.99 | 20.9 | 0.99 | 17.3 | 1 | 17.4 | 1 | 17.5 | 1 | 17.6 | 1 | 17.6 | 1
TURRAMURRA | 39.3 | 1 | 39.4 | 1 | 38.7 | 1 | 38.4 | 1 | 38.3 | 1 | 38.2 | 1 | 39.3 | 1 | 39.7 | 1 | 40.1 | 1 | 40.4 | 1
UMINA | 31.8 | 0.95 | 31.4 | 0.95 | 31.1 | 0.95 | 30.7 | 0.95 | 30.3 | 0.95 | 28.8 | 0.98 | 29.3 | 0.98 | 29.9 | 0.98 | 30.2 | 0.98 | 30.3 | 0.98
VALES POINT | 6.9 | 0.83 | 6.9 | 0.83 | 6.9 | 0.83 | 6.9 | 0.83 | 6.9 | 0.83 | 6.4 | 0.68 | 6.4 | 0.68 | 6.4 | 0.68 | 6.4 | 0.68 | 6.4 | 0.68
WAMBERAL | 14.7 | 1 | 14.9 | 1 | 14.9 | 1 | 15 | 1 | 15 | 1 | 16.2 | 1 | 16.6 | 1 | 16.7 | 1 | 16.9 | 1 | 17 | 1
WAVERLEY | 30.4 | 0.9 | 30.1 | 0.9 | 30.3 | 0.9 | 31.2 | 0.9 | 32.3 | 0.9 | 43 | 0.9 | 42.7 | 0.9 | 42.8 | 0.9 | 43.6 | 0.9 | 44.8 | 0.9
WEST GOSFORD | 51.1 | 1 | 52.2 | 1 | 51.3 | 1 | 51.2 | 1 | 50.6 | 1 | 40.9 | 1 | 42.3 | 1 | 42.5 | 1 | 43.2 | 1 | 44 | 1
WILLIAMTOWN | 5.5 | 1 | 6.6 | 1 | 6.6 | 1 | 6.7 | 1 | 6.7 | 1 | 5.3 | 1 | 5.3 | 1 | 5.7 | 1 | 5.8 | 1 | 5.8 | 1
WOY WOY | 21.2 | 0.96 | 20.9 | 0.96 | 20.5 | 0.96 | 20.3 | 0.96 | 20 | 0.96 | 19.5 | 0.97 | 19.8 | 0.97 | 19.9 | 0.97 | 20.1 | 0.97 | 20.2 | 0.97
WYONG | 41.8 | 0.99 | 43.2 | 0.99 | 43.2 | 0.99 | 43.2 | 0.99 | 43.1 | 0.99 | 35.2 | 1 | 37.6 | 1 | 38.7 | 1 | 39.4 | 1 | 39.5 | 1
ZETLAND | 59.4 | 1 | 65 | 1 | 68.4 | 1 | 70 | 1 | 69.5 | 1 | 54.9 | 1 | 63 | 1 | 68.2 | 1 | 71.5 | 1 | 72.7 | 1
MATRAVILLE | 35.3 | 0.92 | 37.1 | 0.92 | 38.4 | 0.92 | 39.2 | 0.92 | 39.5 | 0.92 | 41.6 | 0.96 | 43.3 | 0.96 | 44.4 | 0.96 | 45.2 | 0.96 | 45.4 | 0.96
RNS HOSPITAL | 12.7 | 0.99 | 13.1 | 0.99 | 13.3 | 0.99 | 23.5 | 0.99 | 23.3 | 0.99 | 10.7 | 0.99 | 11 | 0.99 | 11.3 | 0.99 | 11.4 | 0.99 | 21.6 | 0.99
LEMINGTON | 2.5 | 0.98 | 2.5 | 0.98 | 2.4 | 0.98 | 2.4 | 0.98 | 2.4 | 0.98 | 1.6 | 1 | 1.6 | 1 | 1.5 | 1 | 1.5 | 1 | 1.5 | 1
MOUNT THORLEY | 5.5 | 0.99 | 5.5 | 0.99 | 5.5 | 0.99 | 5.5 | 0.99 | 5.5 | 0.99 | 4.8 | 0.99 | 4.8 | 0.99 | 4.8 | 0.99 | 4.9 | 0.99 | 5 | 0.99
NEWDELL | 3.7 | 0.98 | 4 | 0.98 | 4 | 0.98 | 3.9 | 0.98 | 3.8 | 0.98 | 4.1 | 0.98 | 4.6 | 0.98 | 4.7 | 0.98 | 4.7 | 0.98 | 4.7 | 0.98
GWAWLEY BAY | 32.9 | 0.99 | 33.3 | 0.99 | 33 | 0.99 | 32.9 | 0.99 | 32.6 | 0.99 | 26.3 | 0.99 | 26.4 | 0.99 | 26.3 | 0.99 | 26.4 | 0.99 | 26.5 | 0.99
LUCAS HEIGHTS | 8.1 | 0.91 | 8 | 0.91 | 8 | 0.91 | 8 | 0.91 | 7.9 | 0.91 | 7.8 | 0.97 | 7.8 | 0.97 | 7.9 | 0.97 | 7.9 | 0.97 | 7.9 | 0.97

## Tech Specs - (STS)
Technical Specifications - Transmission Substation
Name | Voltage Level | Area Plan | Summer | [5 empty] | Winter
|  |  | Total Capacity (MVA) | Firm Capacity (MVA) | Load Transfer Capacity (MVA) | 95% Peak Load Exceeded (hrs/yr) | Embedded Generation - Solar PV (MW) | Embedded Generation - Other (MW) | Total Capacity (MVA) | Firm Capacity (MVA) | Load Transfer Capacity (MVA) | 95% Peak Load Exceeded (hrs/yr) | Embedded Generation - Solar PV (MW) | Embedded Generation - Other (MW)
ALEXANDRIA | 132/33kV | Eastern Suburbs | 275.7 | 142.9 | 0 |  | 0 | 0 | 275.7 | 142.9 | 0 | 2 | 0 | 0
ARGENTON | 132/33kV | Newcastle Western Corridor | 285.8 | 142.9 | 0 | 3 | 37.0836 | 0.0138 | 285.8 | 142.9 | 0 |  | 40.5627 | 0.4538
AWABA | 132/33kV | Newcastle Western Corridor | 135.1 | 68.6 | 0 |  | 0 | 0 | 137.2 | 68.6 | 0 | 1.3 | 0 | 0
BANKSTOWN | 132/33kV | Canterbury Bankstown | 206.5 | 139.4 | 0 | 2 | 11.2199 | 0 | 206.5 | 147.2 | 0 |  | 12.351 | 0
BERESFIELD | 132/33kV | Maitland | 239.8 | 150.1 | 0 | 0.8 | 39.9582 | 2.1 | 239.8 | 158.6 | 0 |  | 43.1917 | 2.1
BUNNERONG NORTH | 132/33kV | Eastern Suburbs | 505.1 | 312.6 | 0 | 8.5 | 13.6596 | 14.664 | 505.1 | 312.6 | 0 | 18.8 | 15.4167 | 14.664
CANTERBURY | 132/33kV | Canterbury Bankstown | 285.6 | 186.6 | 0 | 2 | 20.298 | 0 | 310.9 | 205.3 | 0 | 8.5 | 22.5128 | 0
ERARING | 132/33kV | West Lake Macquarie | 114.3 | 57.2 | 0 | 2 | 6.7952 | 0 | 114.3 | 57.2 | 0 | 1.5 | 7.481 | 0
GOSFORD | 132/33kV | Lower Central Coast | 71.4 | 0.1 | 0 | 1.3 | 0 | 0 | 71.5 | 0.1 | 0 | 3.5 | 0 | 0
HOMEBUSH | 132/33kV | Auburn/Homebush | 399.4 | 280.5 | 0 | 2 | 0 | 0 | 399.4 | 285.8 | 0 |  | 0 | 0
KOORAGANG | 132/33kV | Newcastle Port | 285.8 | 142.9 | 0 | 0.5 | 0.01199 | 0 | 285.8 | 142.9 | 0 | 2.8 | 0.01199 | 0
KURINGAI | 132/33kV | Upper North Shore | 391.3 | 260.9 | 0 | 1 | 52.54 | 2.0521 | 411.5 | 274.4 | 0 | 7.5 | 56.7086 | 2.0621
KURRI | 132/33kV | Greater Cessnock | 223.4 | 156.2 | 0 | 2.5 | 49.7017 | 10.0159 | 243 | 162 | 0 |  | 54.9165 | 10.0159
MACQUARIE | 132/33kV | Carlingford | 240 | 140 |  |  | 0 | 0 | 240 | 140 | 0 | 103.3 | 0 | 0
MEREWETHER | 132/33kV | North East Lake Macquarie | 411.5 | 274.4 | 0 | 2 | 47.1628 | 0.25291 | 411.5 | 274.4 | 0 | 0.5 | 50.9163 | 1.6129
MITCHELL LINE | 132/66kV | Upper Hunter | 277.3 | 141.3 | 0 |  | 13.993 | 5.56 | 299.3 | 149.6 | 0 | 5.3 | 15.1735 | 5.5816
MUNMORAH | 132/33kV | Upper Central Coast | 156.3 | 81 | 0 |  | 10.4762 | 0.0066 | 156.3 | 81 | 0 | 7.8 | 11.1832 | 0.0066
MUSWELLBROOK | 132/33kV | Upper Hunter | 69.3 | 47.1 | 0 | 5 | 5.9033 | 0.01332 | 120 | 60 | 0 |  | 6.3001 | 0.01332
OURIMBAH | 132/33kV | Lower Central Coast |  |  | 0 | 0.5 | 21.8714 | 0 |  |  | 0 |  | 23.716 | 0
PEAKHURST | 132/33kV | St George | 349.8 | 233.2 | 0 | 2.3 | 29.8632 | 0.019 | 349.8 | 233.2 | 0 | 1 | 32.7376 | 0.019
PORT HACKING | 132/33kV | Sutherland | 236.6 | 159.1 | 0 | 4 | 18.2088 | 22.2587 | 243 | 162 | 0 | 1.3 | 20.4982 | 22.2587
PYRMONT | 132/33kV | Camperdown and Blackwattle Bay | 299.1 | 170 | 0 | 12 | 1.6659 | 0 | 299.1 | 173.5 | 0 |  | 1.7733 | 0
ROZELLE | 132/33kV | Auburn/Homebush | 71.1 | 60 | 0 | 4.3 | 0 | 0 | 120 | 60 | 0 | 9.3 | 0 | 0
SINGLETON | 132/66kV | Singleton | 405.7 | 284.4 | 0 | 0.3 | 27.4153 | 0.0066 | 446.2 | 300.7 | 0 | 23.5 | 29.6157 | 0.0066
SURRY HILLS | 132/33kV | Eastern Suburbs | 466.4 | 346.7 | 0 | 6.3 | 2.9058 | 4.6328 | 466.4 | 346.7 | 0 |  | 3.1451 | 4.6328
SYDNEY EAST | 132/33kV | Pittwater and Terrey Hills | 233.2 | 118.1 | 0 |  | 22.8281 | 1.021 | 233.2 | 128.8 | 0 | 5.3 | 25.4147 | 1.041
TOMAGO | 132/33kV | Port Stephens | 219.3 | 153.1 | 0 | 2.3 | 49.9748 | 0 | 241.3 | 161.8 | 0 |  | 53.9167 | 0
WARRINGAH | 132/33kV | Manly Waringah | 273.7 | 217.4 | 0 |  | 43.0978 | 2.5066 | 301.1 | 229.8 | 0 | 3.5 | 47.6671 | 2.5066
WILLOUGHBY | 132/33kV | Lower North Shore | 338.1 | 225.4 | 0 | 2.5 | 10.2053 | 0.1 | 349.8 | 239 | 0 | 14.5 | 11.1918 | 0.1
GOSFORD | 132/66kV | Lower Central Coast | 349.8 | 225.4 | 0 | 0.8 | 0 | 0 | 349.8 | 233.2 | 0 |  | 0 | 0
OURIMBAH | 132/66kV | Lower Central Coast | 57.2 | 0 | 0 |  | 0 | 0 | 57.2 | 0 | 0 | 3.3 | 0 | 0
WARATAH 1 | 132/33kV | Newcastle Port | 69.3 | 35.7 | 0 | 0.3 | 0 | 0 | 69.3 | 38.1 | 0 | 0.5 | 0 | 0
WARATAH 2 | 132/33kV | Newcastle Port | 120 | 60 | 0 | 0.8 | 0 | 0 | 120 | 60 | 0 |  | 0 | 0
MORISSET | 132/33kV | West Lake Macquarie | 60.1 | 0 | 0 |  | 0 | 0 | 60.1 | 0 | 0 | 2 | 0 | 0

## Actual Demand - (STS)
Actual Demand - Transmission Substation
Name | Summer | [5 empty] | Winter
| 2019/20 (MVA) | 2019/20 (PF) | 2020/21 (MVA) | 2020/21 (PF) | 2021/22 (MVA) | 2021/22 (PF) | 2020 (MVA) | 2020 (PF) | 2021 (MVA) | 2021 (PF) | 2022 (MVA) | 2022 (PF)
ALEXANDRIA | 12.9 | 0.9 | 19.9 | 0.9 | 18.8 | 1 | 21.7 | 0.9 | 17.1 | 1 | 28.9 | 1
ARGENTON | 99.7 | 0.96 | 92.6 | 0.97 | 70.5 | 0.99 | 60.8 | 1 | 66.4 | 0.99 | 62.8 | 1
AWABA | 8.2 | 0.95 | 7.9 | 0.96 | 7.4 | 0.94 | 8.5 | 0.95 | 8 | 0.95 | 8.3 | 0.95
BANKSTOWN | 71.5 | 0.9 | 69 | 0.9 | 71 | 0.9 | 60.3 | 0.9 | 53.7 | 1.07 | 63 | 0.9
BERESFIELD | 100.6 | 0.96 | 87.8 | 0.96 | 90.4 | 0.96 | 50.1 | 0.99 | 71.4 | 0.99 | 67.7 | 0.99
BUNNERONG NORTH | 193.2 | 0.99 | 172.6 | 1 | 188 | 0.91 | 163.6 | 1 | 164.8 | 0.99 | 171.7 | 0.98
CANTERBURY | 165 | 0.9 | 152.7 | 0.9 | 112.6 | 0.99 | 138 | 1 | 130.5 | 1 | 110.5 | 1
ERARING | 18.2 | 0.96 | 16.8 | 0.98 | 15.6 | 0.98 | 15.4 | 0.98 | 16.9 | 0.98 | 15.6 | 0.95
GOSFORD | 27.5 | 0.9 | 24.6 | 0.98 | 26.6 | 0.97 | 19.4 | 0.99 | 20.7 | 0.98 | 25.8 | 0.99
HOMEBUSH | 71.6 | 0.99 | 74.8 | 0.99 | 93.1 | 0.99 | 51.5 | 1 | 79.2 | 1 | 76.6 | 1
KOORAGANG | 72.7 | 0.9 | 64.2 | 0.93 | 63 | 0.92 | 74.1 | 0.89 | 68.6 | 0.96 | 66.2 | 0.93
KURINGAI | 147.3 | 0.99 | 155.5 | 0.9 | 137.3 | 0.9 | 151.2 | 0.9 | 145.9 | 0.99 | 144.1 | 0.9
KURRI | 151.7 | 0.93 | 130.2 | 0.95 | 106.8 | 0.97 | 84.6 | 0.99 | 92.7 | 0.97 | 86.1 | 0.97
MACQUARIE |  |  |  |  | 0 | [5 empty] | 22.9 | 0.9
MEREWETHER | 181.5 | 0.96 | 166.1 | 0.96 | 138.2 | 0.97 | 123 | 0.98 | 141.5 | 0.98 | 132 | 0.9
MITCHELL LINE | 76.8 | 0.95 | 70.3 | 0.96 | 64.3 | 0.96 | 67.1 | 0.96 | 69.9 | 0.96 | 69.4 | 0.9
MUNMORAH | 31.3 | 0.92 | 31.9 | 0.94 | 24.9 | 0.96 | 28.5 | 0.96 | 31.3 | 0.94 | 28.5 | 0.96
MUSWELLBROOK | 19.2 | 0.99 | 21.2 | 0.97 | 14.8 | 0.97 | 13.6 | 0.99 | 15.4 | 0.98 | 13.9 | 0.99
OURIMBAH | 13 | 0.94 | 13.6 | 0.93 | 12.3 | 0.97 | 11.4 | 0.96 | 12 | 0.99 | 11.2 | 0.97
PEAKHURST | 102.6 | 0.98 | 108.8 | 0.99 | 106.7 | 1 | 107.9 | 0.98 | 111.3 | 0.99 | 108.3 | 0.95
PORT HACKING | 93.5 | 0.9 | 95.8 | 0.9 | 87.9 | 0.99 | 91.6 | 0.9 | 82.7 | 1 | 85.6 | 1
PYRMONT | 89.8 | 0.97 | 92 | 0.9 | 66.8 | 0.9 | 68.4 | 0.97 | 71.1 | 0.97 | 59.4 | 0.9
ROZELLE | 14.1 | 0.72 | 12.2 | 0.9 | 12 | 0.66 | 10.3 | 0.9 | 10.3 | 0.9 | 12 | 0.67
SINGLETON | 152.5 | 0.92 | 147.6 | 0.93 | 130.1 | 0.99 | 139.9 | 0.95 | 133.9 | 1 | 136.9 | 0.95
SURRY HILLS | 143 | 1 | 136.3 | 1 | 138.5 | 1 | 116.4 | 1 | 134.4 | 0.98 | 122.5 | 1
SYDNEY EAST | 63.7 | 1 | 81 | 0.99 | 65.9 | 0.95 | 76.5 | 1 | 75.2 | 0.99 | 70.6 | 0.98
TOMAGO | 130.9 | 0.96 | 125.8 | 0.96 | 103.4 | 0.98 | 98.4 | 0.96 | 108.3 | 0.96 | 96.2 | 0.99
WARRINGAH | 163.8 | 0.98 | 164.7 | 1 | 176.4 | 1 | 176.9 | 1 | 188.8 | 0.99 | 204.4 | 1
WILLOUGHBY | 106.7 | 0.99 | 105.3 | 0.98 | 102.6 | 1 | 100.8 | 1 | 103.1 | 0.97 | 104 | 0.97
GOSFORD | 144.1 | 0.97 | 139.2 | 1 | 122.9 | 0.98 | 112.8 | 1 | 126.8 | 0.99 | 113.8 | 1
OURIMBAH | 49.9 | 0.97 | 48.6 | 0.97 | 42.2 | 0.99 | 47 | 0.99 | 52.5 | 0.99 | 48.4 | 0.99
WARATAH 1 | 45.4 | 1 | 46.2 | 0.9 | 46.4 | 0.9 | 45.6 | 0.9 | 47 | 0.9 | 48.3 | 0.9
WARATAH 2 | 21.2 | 0.88 | 21.4 | 0.86 | 28.9 | 0.86 | 20.8 | 0.89 | 33.1 | 0.89 | 20.8 | 0.9
MORISSET | 15.2 | 0.9 | 16 | 0.87 | 14.3 | 0.91 | 15.8 | 0.92 | 15 | 0.92 | 18.6 | 0.81

## Demand Forecast - (STS)
Demand Forecast - Transmission Substation
Name | Summer | [9 empty] | Winter
| 2022/23 (MVA) | 2022/23 (PF) | 2023/24 (MVA) | 2023/24 (PF) | 2024/25 (MVA) | 2024/25 (PF) | 2025/26 (MVA) | 2025/26 (PF) | 2026/27 (MVA) | 2026/27 (PF) | 2023 (MVA) | 2023 (PF) | 2024 (MVA) | 2024 (PF) | 2025 (MVA) | 2025 (PF) | 2026 (MVA) | 2026 (PF) | 2027 (MVA) | 2027 (PF)
ALEXANDRIA | 24.4 | 1 | 42.1 | 1 | 44.2 | 1 | 48.8 | 1 | 54.4 | 1 | 26.1 | 1 | 43.8 | 1 | 45.8 | 1 | 50.4 | 1 | 56 | 1
ARGENTON | 97.3 | 0.99 | 95.8 | 0.99 | 94.2 | 0.99 | 93.5 | 0.99 | 93.1 | 0.99 | 63.6 | 1 | 64.3 | 1 | 64.5 | 1 | 64.7 | 1 | 64.7 | 1
AWABA | 9.2 | 0.94 | 9.2 | 0.94 | 9.2 | 0.94 | 23 | 0.94 | 23 | 0.94 | 9 | 0.95 | 9 | 0.95 | 9 | 0.95 | 9 | 0.95 | 22.8 | 0.95
BANKSTOWN | 67 | 0.99 | 66 | 0.99 | 65.8 | 0.99 | 65.6 | 0.99 | 65.5 | 0.99 | 62.7 | 0.99 | 64.8 | 0.99 | 66 | 0.99 | 67.2 | 0.98 | 68 | 0.98
BERESFIELD | 104 | 0.96 | 106.3 | 0.96 | 106.1 | 0.96 | 88.9 | 0.96 | 88.1 | 0.96 | 71.5 | 0.99 | 73.8 | 0.99 | 59 | 0.99 | 60 | 0.99 | 60.7 | 0.99
BUNNERONG NORTH | 192.5 | 0.91 | 188.2 | 0.91 | 188.7 | 0.91 | 189.1 | 0.91 | 188.8 | 0.91 | 170.6 | 1 | 169.3 | 1 | 171 | 1 | 172.3 | 1 | 173.2 | 1
CANTERBURY | 115.2 | 0.99 | 130 | 0.99 | 132.1 | 0.99 | 133.9 | 0.99 | 141.7 | 0.99 | 120.7 | 1 | 130.8 | 1 | 132.5 | 1 | 134.7 | 1 | 143.3 | 1
ERARING | 15.8 | 0.98 | 16.3 | 0.98 | 16.4 | 0.98 | 16.5 | 0.98 | 16.5 | 0.98 | 14.7 | 0.95 | 15.1 | 0.95 | 15.2 | 0.95 | 15.3 | 0.95 | 15.3 | 0.95
GOSFORD | 27.3 | 0.97 | 27.3 | 0.97 | 27.8 | 0.97 | 27.8 | 0.97 | 27.7 | 0.97 | 23.6 | 0.98 | 23.6 | 0.98 | 24.1 | 0.98 | 24.2 | 0.98 | 24.4 | 0.98
HOMEBUSH | 92.1 | 0.99 | 52.7 | 0.99 | 52.4 | 0.99 | 64.6 | 0.99 | 64.7 | 0.99 | 60.4 | 1 | 60.8 | 1 | 62.2 | 1 | 74.4 | 1 | 75.2 | 1
KOORAGANG | 64.3 | 0.93 | 64.3 | 0.93 | 64.3 | 0.93 | 70.9 | 0.92 | 70.9 | 0.92 | 69.1 | 0.94 | 69.1 | 0.94 | 69.1 | 0.94 | 69.1 | 0.94 | 75.7 | 0.94
KURINGAI | 152.4 | 0.9 | 152.9 | 0.9 | 152 | 0.9 | 152.1 | 0.9 | 152.1 | 0.9 | 154 | 0.9 | 156.9 | 0.9 | 158.2 | 0.9 | 159.8 | 0.9 | 160.8 | 0.9
KURRI | 136.6 | 0.97 | 135.2 | 0.97 | 133.6 | 0.97 | 133.9 | 0.97 | 133 | 0.97 | 91.7 | 0.97 | 93.1 | 0.97 | 94 | 0.97 | 94.6 | 0.97 | 95.3 | 0.97
MACQUARIE | 20 | 0.9 | 27.6 | 0.9 | 51.4 | 0.9 | 71.8 | 0.9 | 94.6 | 0.9 | 23.1 | 0.9 | 49.5 | 0.9 | 57.1 | 0.9 | 71.9 | 0.9 | 95.3 | 0.9
MEREWETHER | 157.5 | 1 | 156 | 1 | 154.6 | 1 | 153.3 | 1 | 152.2 | 1 | 123.9 | 0.97 | 125.8 | 0.97 | 126.9 | 0.97 | 127.9 | 0.97 | 128.8 | 0.97
MITCHELL LINE | 74.8 | 0.97 | 74.9 | 0.97 | 74.5 | 0.97 | 74.3 | 0.97 | 74.2 | 0.97 | 72.5 | 0.91 | 72.7 | 0.91 | 72.5 | 0.91 | 72.5 | 0.91 | 72.4 | 0.91
MUNMORAH | 25.6 | 0.96 | 26 | 0.96 | 26.2 | 0.96 | 26.3 | 0.96 | 26.2 | 0.96 | 26.7 | 0.95 | 27.4 | 0.95 | 27.8 | 0.95 | 28.1 | 0.95 | 28.2 | 0.95
MUSWELLBROOK | 23.3 | 0.99 | 23.2 | 0.99 | 23.2 | 0.99 | 23.2 | 0.99 | 23.2 | 0.99 | 14.2 | 0.99 | 14.4 | 0.99 | 14.4 | 0.99 | 14.5 | 0.99 | 14.5 | 0.99
OURIMBAH | 13.1 | 0.97 | 12.7 | 0.97 | 12.4 | 0.97 | 12.3 | 0.97 | 12.2 | 0.97 | 11.8 | 0.97 | 11.8 | 0.97 | 11.8 | 0.97 | 11.8 | 0.97 | 11.8 | 0.97
PEAKHURST | 108.3 | 1 | 109 | 1 | 108.5 | 1 | 109.2 | 1 | 110 | 1 | 114.7 | 1 | 116.8 | 1 | 118 | 1 | 119.5 | 1 | 120.4 | 1
PORT HACKING | 88.2 | 0.99 | 87.9 | 0.99 | 87.5 | 0.99 | 87.3 | 0.99 | 87.2 | 0.99 | 88.7 | 1 | 89.1 | 1 | 89.2 | 1 | 89.7 | 1 | 90 | 1
PYRMONT | 63.6 | 1 | 82.5 | 0.98 | 83.5 | 0.98 | 84.4 | 0.98 | 84.9 | 0.98 | 70.3 | 0.98 | 73.6 | 0.98 | 76.6 | 0.98 | 78.1 | 0.98 | 79.6 | 0.98
ROZELLE | 13 | 0.72 | 21.3 | 0.7 | 31.4 | 0.69 | 58.5 | 0.68 | 58.5 | 0.68 | 12.7 | 0.71 | 29 | 0.69 | 43 | 0.68 | 55.7 | 0.68 | 55.7 | 0.68
SINGLETON | 155.4 | 0.99 | 155.4 | 0.99 | 172.4 | 1 | 177.2 | 1 | 176.6 | 1 | 131.9 | 0.98 | 133.3 | 0.98 | 133.4 | 0.98 | 153.5 | 0.97 | 153.6 | 0.97
SURRY HILLS | 141.5 | 1 | 123.3 | 1 | 145.7 | 1 | 145.1 | 1 | 145.8 | 1 | 118.9 | 1 | 103.8 | 1 | 127.1 | 1 | 128.3 | 1 | 131.2 | 1
SYDNEY EAST | 64.8 | 1 | 64.4 | 1 | 63.7 | 1 | 63.7 | 1 | 63.9 | 1 | 74.4 | 1 | 75.2 | 1 | 75.7 | 1 | 76.6 | 1 | 77.4 | 1
TOMAGO | 122.4 | 1 | 123.4 | 1 | 122.9 | 1 | 122.2 | 1 | 121.6 | 1 | 106.4 | 1 | 109.7 | 1 | 111 | 1 | 112 | 1 | 112.1 | 1
WARRINGAH | 148 | 1 | 150.5 | 1 | 149.9 | 1 | 150.2 | 1 | 150.5 | 1 | 196.7 | 1 | 200.4 | 1 | 201.4 | 1 | 203.6 | 1 | 205.8 | 1
WILLOUGHBY | 115.2 | 1 | 135.1 | 1 | 138.3 | 1 | 148.7 | 1 | 164.7 | 1 | 117.9 | 1 | 134.2 | 0.99 | 138.6 | 0.99 | 147.3 | 0.99 | 163.1 | 0.99
GOSFORD | 138.4 | 0.99 | 137.1 | 0.99 | 135.2 | 0.99 | 134.1 | 0.99 | 132.9 | 0.99 | 123.6 | 1 | 125.9 | 1 | 127.2 | 1 | 128.6 | 1 | 129.5 | 1
OURIMBAH | 47.9 | 0.99 | 48 | 0.99 | 47.9 | 0.99 | 48 | 0.99 | 48 | 0.99 | 51.7 | 0.99 | 52.4 | 0.99 | 52.8 | 0.99 | 53.3 | 0.99 | 53.5 | 0.99
WARATAH 1 | 44.9 | 0.89 | 44.9 | 0.89 | 44.9 | 0.89 | 44.9 | 0.89 | 44.9 | 0.89 | 46.2 | 0.89 | 46.2 | 0.89 | 46.2 | 0.89 | 46.2 | 0.89 | 46.2 | 0.89
WARATAH 2 | 28.9 | 0.86 | 28.9 | 0.86 | 28.9 | 0.86 | 28.9 | 0.86 | 28.9 | 0.86 | 20.8 | 0.9 | 20.8 | 0.9 | 20.8 | 0.9 | 20.8 | 0.9 | 20.8 | 0.9
MORISSET | 18.1 | 0.92 | 19.6 | 0.92 | 19.6 | 0.92 | 19.6 | 0.92 | 19.6 | 0.92 | 20.3 | 0.81 | 20.3 | 0.81 | 20.3 | 0.81 | 20.3 | 0.81 | 20.3 | 0.81